## PressurePriceMap
Item Type | Cal Cost (RM)
p.gauge | 72.9
p.switch | 72.9
load cell | 466.56

## Equipment_Type_List
Equipment Description | Equipment Type
6 1/2 Digital Precision Multimeter | Multimeter
Accelerometer | Accelerometer
Balance Scale | Balance
CAL500 Tension Gauge & Meter | Others
Center 309 Datalogger | Thermometer
Counting Scale | Balance
Crane Scale | Balance
Dansa Gauge | Dansa Gauge
Data Acquisition Module | Data Acquisition
Data Logger | Others
Depth Gauge | Depth Gauge
Digimatic Indicator | Depth Gauge
Digimatic Indicator (depth gauge) | Depth Gauge
Digital Angle Protractor | Protractor
Digital Caliper | Caliper
Digital Dansa Gauge | Dansa Gauge
Digital Force Gauge | Force Gauge
Digital Hardness Tester Type A | Hardness Tester
Digital Indicator (depth) | Depth Gauge
Digital Light Meter | Others
Digital Phosphor Oscilloscope | Others
Digital Pressure Indicator | Others
Digital Thermo-Anemometer | Others
Digital protractor | Protractor
Electrical Test Station | Electrical Test
Force Gauge | Force Gauge
Gauge Block | Gauge Block
Gauge Block (T-Carbide) | Gauge Block
Granite Surface Plate | Others
Hardness Tester | Hardness Tester
Hardness Tester (Type-C) | Hardness Tester
Hardness Tester Type A | Hardness Tester
Hardness Tester Type C | Hardness Tester
Hot Chamber | Oven
Impact Hammer | Others
Infrared Thermometer | Thermometer
Insulation Multimeter | Multimeter
Laser Based Speed Meter | Others
Leather Softness Tester | Others
Load Cell | Load Cell
Load Cell S-Type | Load Cell
Measuring Tape | Measuring Tape
Melt Flow Indexer | Others
Micro Meter | Others
Micro Tri-Gloss | Others
Multimeter | Multimeter
Off Center Load Cell | Balance
Pen pH Meter | Others
Pin Gauge | Pin Gauge
Platform Scale | Balance
Pressure Sensor | Others
Profile Projector | Others
Protractor | Protractor
Rack System | Data Acquisition
Radius Gauge | Radius Gauge
Resistance Meter | Resistance Meter
Resistance Meter (Resistance Transducer) | Electrical Test
Rubber Hardness Tester | Hardness Tester
Salt Spray Machine | Others
Screw Ring Gauge | Ring Gauge
Sound Measurement (DA) | Data Acquisition
Sound Measurement (Mic) | Others
Source Meter | Resistance Meter
Spectrophotometer | Others
Square Rule | Others
Standard Scale 50mm | Others
Standard Weights | Others
Steel Ruler | Ruler
Stopwatch | Stopwatch
Stopwatch #2 | Stopwatch
Stopwatch #3 | Stopwatch
Stopwatch with countdown | Stopwatch
Surface Resistance Checker | Others
Taper Gauge | Taper Gauge
Temp. & Humid. Chamber (B) | Humidity Chamber
Temp. & Humid. Chamber (S) | Humidity Chamber
Temp. & Humidity Chamber | Humidity Chamber
Tensile Machine (5-Ton Load Cell) | Tensile
Thermohygrometer | Others
Thermometer with thermocouple | Thermometer
Thread Plug Gauge | Ring Gauge
Time Output Module | Data Acquisition
Torque Driver | Torque Driver
Torque Meter | Torque Meter
Torque Tester | Torque Meter
Torque Tightening | Torque Tool
Torque Tightening Tools | Torque Tool
Torque Wrench | Torque Wrench
Torque Wrench (Dial) | Torque Wrench
Uniaxial Accelerometer | Accelerometer
VC Accelerometer | Accelerometer
Weighing Scale | Balance

## Pressure_Type_List
Item Type | Equipment Type
load cell | LOAD CELL
p.gauge | PRESSURE
p.switch | PRESSURE

## Equipment_Type_Map
Equipment Description | Equipment Type
6 1/2 Digital Precision Multimeter | MULTIMETER
Accelerometer | ACCELEROMETER
Balance Scale | BALANCE
CAL500 Tension Gauge & Meter | OTHERS
Center 309 Datalogger | THERMOMETER
Counting Scale | BALANCE
Crane Scale | BALANCE
Dansa Gauge | DANSA GAUGE
Data Acquisition Module | DATA ACQUISITION
Data Logger | OTHERS
Depth Gauge | DEPTH GAUGE
Digimatic Indicator | DEPTH GAUGE
Digimatic Indicator (depth gauge) | DEPTH GAUGE
Digital Angle Protractor | PROTRACTOR
Digital Caliper | CALIPER
Digital Dansa Gauge | DANSA GAUGE
Digital Force Gauge | FORCE GAUGE
Digital Hardness Tester Type A | HARDNESS TESTER
Digital Indicator (depth) | DEPTH GAUGE
Digital Light Meter | OTHERS
Digital Phosphor Oscilloscope | OTHERS
Digital Pressure Indicator | OTHERS
Digital Thermo-Anemometer | OTHERS
Digital protractor | PROTRACTOR
Electrical Test Station | ELECTRICAL TEST
Force Gauge | FORCE GAUGE
Gauge Block | GAUGE BLOCK
Gauge Block (T-Carbide) | GAUGE BLOCK
Granite Surface Plate | OTHERS
Hardness Tester | HARDNESS TESTER
Hardness Tester (Type-C) | HARDNESS TESTER
Hardness Tester Type A | HARDNESS TESTER
Hardness Tester Type C | HARDNESS TESTER
Hot Chamber | OVEN
Impact Hammer | OTHERS
Infrared Thermometer | THERMOMETER
Insulation Multimeter | MULTIMETER
Laser Based Speed Meter | OTHERS
Leather Softness Tester | OTHERS
Load Cell | LOAD CELL
Load Cell S-Type | LOAD CELL
Measuring Tape | MEASURING TAPE
Melt Flow Indexer | OTHERS
Micro Meter | OTHERS
Micro Tri-Gloss | OTHERS
Multimeter | MULTIMETER
Off Center Load Cell | BALANCE
Pen pH Meter | OTHERS
Pin Gauge | PIN GAUGE
Platform Scale | BALANCE
Pressure Sensor | OTHERS
Profile Projector | OTHERS
Protractor | PROTRACTOR
Rack System | DATA ACQUISITION
Radius Gauge | RADIUS GAUGE
Resistance Meter | RESISTANCE METER
Resistance Meter (Resistance Transducer) | ELECTRICAL TEST
Rubber Hardness Tester | HARDNESS TESTER
Salt Spray Machine | OTHERS
Screw Ring Gauge | RING GAUGE
Sound Measurement (DA) | DATA ACQUISITION
Sound Measurement (Mic) | OTHERS
Source Meter | RESISTANCE METER
Spectrophotometer | OTHERS
Square Rule | OTHERS
Standard Scale 50mm | OTHERS
Standard Weights | OTHERS
Steel Ruler | RULER
Stopwatch | STOPWATCH
Stopwatch #2 | STOPWATCH
Stopwatch #3 | STOPWATCH
Stopwatch with countdown | STOPWATCH
Surface Resistance Checker | OTHERS
Taper Gauge | TAPER GAUGE
Temp. & Humid. Chamber (B) | HUMIDITY CHAMBER
Temp. & Humid. Chamber (S) | HUMIDITY CHAMBER
Temp. & Humidity Chamber | HUMIDITY CHAMBER
Tensile Machine (5-Ton Load Cell) | TENSILE
Thermohygrometer | OTHERS
Thermometer with thermocouple | THERMOMETER
Thread Plug Gauge | RING GAUGE
Time Output Module | DATA ACQUISITION
Torque Driver | TORQUE DRIVER
Torque Meter | TORQUE METER
Torque Tester | TORQUE METER
Torque Tightening | TORQUE TOOL
Torque Tightening Tools | TORQUE TOOL
Torque Wrench | TORQUE WRENCH
Torque Wrench (Dial) | TORQUE WRENCH
Uniaxial Accelerometer | ACCELEROMETER
VC Accelerometer | ACCELEROMETER
Weighing Scale | BALANCE

## Pressure_Type_Map
Item Type | Equipment Type
load cell | LOAD CELL
p.gauge | PRESSURE
p.switch | PRESSURE

## Calibration_Pressure_Combined
Description | Equipment Type | Cal By | Cost
Digital Caliper | CALIPER | Sendi Mahir | 37.8
Digital Caliper | CALIPER | Sendi Mahir | 37.8
Digital Caliper | CALIPER | Sendi Mahir | 37.8
Digital Caliper | CALIPER | Sendi Mahir | 37.8
Digital Caliper | CALIPER | Sendi Mahir | 37.8
Balance Scale | BALANCE | Multitech | 108
Protractor | PROTRACTOR | Trescal | 187.92
Counting Scale | BALANCE | Multitech | 108
Counting Scale | BALANCE | Multitech | 108
Counting Scale | BALANCE | Multitech | 108
Hardness Tester | HARDNESS TESTER | Sendi Mahir | 702
Crane Scale | BALANCE | Multitech | 1272
Torque Wrench (Dial) | TORQUE WRENCH | Sendi Mahir | 156.6
Dansa Gauge | DANSA GAUGE | Sendi Mahir | 64.8
Gauge Block (T-Carbide) | GAUGE BLOCK | Sendi Mahir | 237.6
Data Acquisition Module | DATA ACQUISITION | DTS | 5800
Data Acquisition Module | DATA ACQUISITION | DTS | 5800
Data Acquisition Module | DATA ACQUISITION | DTS | 5800
Data Acquisition Module | DATA ACQUISITION | DTS | 5800
Data Acquisition Module | DATA ACQUISITION | DTS | 5800
Data Acquisition Module | DATA ACQUISITION | DTS | 5800
Data Acquisition Module | DATA ACQUISITION | DTS | 5800
Profile Projector | OTHERS | Mitutoyo | 551
Granite Surface Plate | OTHERS | Sendi Mahir | 345.6
Torque Wrench | TORQUE WRENCH | Sendi Mahir | 156.6
Torque Wrench | TORQUE WRENCH | Sendi Mahir | 156.6
Torque Wrench | TORQUE WRENCH | Sendi Mahir | 156.6
Torque Wrench | TORQUE WRENCH | Sendi Mahir | 156.6
Torque Wrench | TORQUE WRENCH | Sendi Mahir | 156.6
Torque Wrench | TORQUE WRENCH | Sendi Mahir | 156.6
Torque Wrench | TORQUE WRENCH | Sendi mahir | 156.6
Tensile Machine (5-Ton Load Cell) | TENSILE | Trescal | 471.96
VC Accelerometer | ACCELEROMETER | Autoliv Sweden AB | 500
VC Accelerometer | ACCELEROMETER | Autoliv Sweden AB | 500
Hot Chamber | OVEN | Trescal | 430.92
Rubber Hardness Tester | HARDNESS TESTER | Sendi Mahir | 149.04
Surface Resistance Checker | OTHERS | Sendi Mahir | 259.2
Thermometer with thermocouple | THERMOMETER | Sendi Mahir | 118.8
Torque Driver | TORQUE DRIVER | Sendi Mahir | 156.6
Torque Driver | TORQUE DRIVER | Sendi Mahir | 156.6
Time Output Module | DATA ACQUISITION | DTS | 5700
Time Output Module | DATA ACQUISITION | DTS | 5700
Time Output Module | DATA ACQUISITION | DTS | 5700
Digital Phosphor Oscilloscope | OTHERS | Trescal | 714.96
Rack System | DATA ACQUISITION | DTS | 1700
Rack System | DATA ACQUISITION | DTS | 1700
Digital Pressure Indicator | OTHERS | Sendi Mahir | 183.6
Digital Thermo-Anemometer | OTHERS | Sendi mahir | 345.6
Digital protractor | PROTRACTOR | Trescal | 173.88
Temp. & Humid. Chamber (B) | HUMIDITY CHAMBER | Trescal | 1166.4
Force Gauge | FORCE GAUGE | Sendi Mahir | 86.4
Force Gauge | FORCE GAUGE | Sendi Mahir | 86.4
Force Gauge | FORCE GAUGE | Sendi Mahir | 86.4
Force Gauge | FORCE GAUGE | Sendi Mahir | 86.4
Force Gauge | FORCE GAUGE | Sendi Mahir | 86.4
Force Gauge | FORCE GAUGE | Sendi Mahir | 86.4
Force Gauge | FORCE GAUGE | Sendi Mahir | 86.4
Salt Spray Machine | OTHERS | Trescal | 410.4
Gauge Block | GAUGE BLOCK | Sendi Mahir | 151.2
Gauge Block | GAUGE BLOCK | Sendi Mahir | 108
Multimeter | MULTIMETER | Sendi Mahir | 259.2
Micro Meter | OTHERS | Sendi Mahir | 54
Pin Gauge | PIN GAUGE | Sendi Mahir | 183.6
Pin Gauge | PIN GAUGE | Sendi Mahir | 270
Melt Flow Indexer | OTHERS | Sendi Mahir | 421.2
Infrared Thermometer | THERMOMETER | Sendi Mahir | 216
Platform Scale | BALANCE | Multitech | 108
Load Cell | LOAD CELL | Trescal | 402.84
Micro Tri-Gloss | OTHERS | Plasmost | 788.4
Sound Measurement (DA) | DATA ACQUISITION | First Instrument | 6330
Sound Measurement (Mic) | OTHERS | First Instrument | 2730
Temp. & Humid. Chamber (S) | HUMIDITY CHAMBER | Trescal | 1117.8
Weighing Scale | BALANCE | Multitech | 108
Weighing Scale | BALANCE | Multitech | 108
Weighing Scale | BALANCE | Multitech | 108
Radius Gauge | RADIUS GAUGE | Sendi Mahir | 83.16
Radius Gauge | RADIUS GAUGE | Sendi Mahir | 83.16
Radius Gauge | RADIUS GAUGE | Sendi Mahir | 83.16
Radius Gauge | RADIUS GAUGE | Sendi Mahir | 83.16
Radius Gauge | RADIUS GAUGE | Sendi Mahir | 83.16
Screw Ring Gauge | RING GAUGE | Sendi Mahir | 43.2
Screw Ring Gauge | RING GAUGE | Sendi Mahir | 43.2
Screw Ring Gauge | RING GAUGE | Sendi Mahir | 43.2
Thread Plug Gauge | RING GAUGE | Sendi Mahir | 43.2
Thread Plug Gauge | RING GAUGE | Sendi Mahir | 43.2
Thread Plug Gauge | RING GAUGE | Sendi Mahir | 43.2
Torque Tightening | TORQUE TOOL | Indpro | 2160
Torque Tightening | TORQUE TOOL | Indpro | 216
Torque Tightening | TORQUE TOOL | Indpro | 216
Taper Gauge | TAPER GAUGE | Trescal | 89.64
Taper Gauge | TAPER GAUGE | Trescal | 89.64
Taper Gauge | TAPER GAUGE | Trescal | 89.64
Taper Gauge | TAPER GAUGE | Trescal | 89.64
Center 309 Datalogger | THERMOMETER | Sendi Mahir | 97.2
Digital protractor | PROTRACTOR | Trescal | 173.88
Torque Tightening | TORQUE TOOL | Indpro | 2160
Torque Tightening | TORQUE TOOL | Indpro | 2160
Torque Tightening | TORQUE TOOL | Indpro | 216
Torque Tightening | TORQUE TOOL | Indpro | 216
Torque Tightening | TORQUE TOOL | Indpro | 216
Pin Gauge | PIN GAUGE | Sendi mahir | 48.6
Torque Driver | TORQUE DRIVER | Trescal | 132.84
Torque Tightening | TORQUE TOOL | Indpro | 216
Torque Tightening | TORQUE TOOL | Indpro | 216
Torque Wrench | TORQUE WRENCH | Sendi mahir | 156.6
Accelerometer | ACCELEROMETER | Autoliv Sweden AB | 500
Digimatic Indicator | DEPTH GAUGE | Trescal | 88.56
Accelerometer | ACCELEROMETER | Autoliv Sweden AB | 500
Torque Tightening | TORQUE TOOL | Indpro | 2160
Dansa Gauge | DANSA GAUGE | Sendi Mahir | 64.8
Dansa Gauge | DANSA GAUGE | Sendi Mahir | 64.8
Torque Wrench (Dial) | TORQUE WRENCH | Sendi Mahir | 156.6
Pin Gauge | PIN GAUGE | Sendi Mahir | 48.6
Pin Gauge | PIN GAUGE | Sendi Mahir | 48.6
Pin Gauge | PIN GAUGE | Sendi Mahir | 48.6
Pin Gauge | PIN GAUGE | Sendi Mahir | 48.6
Measuring Tape | MEASURING TAPE | Sendi Mahir | 54
Temp. & Humidity Chamber | HUMIDITY CHAMBER | Trescal | 1240.92
Infrared Thermometer | THERMOMETER | Sendi Mahir | 216
Torque Tightening | TORQUE TOOL | Indpro | 2160
Pin Gauge | PIN GAUGE | Sendi mahir | 183.6
Torque Tester | TORQUE METER | Trescal | 536.76
Load Cell S-Type | LOAD CELL | Trescal | 1354.32
Taper Gauge | TAPER GAUGE | Trescal | 89.64
Standard Scale 50mm | OTHERS | Trescal | 451.44
Leather Softness Tester | OTHERS | GMA International | 1250
Digital Light Meter | OTHERS | Micro Precision | 594
Platform Scale | BALANCE | Multitech | 1378
Digital Force Gauge | FORCE GAUGE | Trescal | 251.64
Torque Tightening | TORQUE TOOL | Indpro | 2160
Torque Tightening | TORQUE TOOL | Indpro | 2160
Torque Tightening | TORQUE TOOL | Indpro | 2160
Multimeter | MULTIMETER | Sendi Mahir | 118.8
6 1/2 Digital Precision Multimeter | MULTIMETER | Sendi Mahir | 259.2
Multimeter | MULTIMETER | Sendi Mahir | 118.8
Insulation Multimeter | MULTIMETER | Sendi Mahir | 324
Accelerometer | ACCELEROMETER | Autoliv Sweden AB | 500
Accelerometer | ACCELEROMETER | Autoliv Sweden AB | 500
Torque Meter | TORQUE METER | Trescal | 536.76
Resistance Meter (Resistance Transducer) | ELECTRICAL TEST | Sendi Mahir | 259.2
Torque Tightening | TORQUE TOOL | Indpro | 4320
Torque Tightening | TORQUE TOOL | Indpro | 216
Torque Tightening | TORQUE TOOL | Indpro | 216
Pressure Sensor | OTHERS | Autoliv Sweden AB | 500
Pressure Sensor | OTHERS | Autoliv Sweden AB | 500
Square Rule | OTHERS | Trescal | 340.2
Thermohygrometer | OTHERS | Sendi Mahir | 129.6
Temp. & Humidity Chamber | HUMIDITY CHAMBER | Trescal | 1175.04
VC Accelerometer | ACCELEROMETER | Autoliv Sweden AB | 500
Hardness Tester (Type-C) | HARDNESS TESTER | Sendi Mahir | 149.04
Torque Meter | TORQUE METER | Trescal | 536.76
Resistance Meter | RESISTANCE METER | Sendi Mahir | 259.2
Depth Gauge | DEPTH GAUGE | Sendi Mahir | 64.8
Torque Tightening | TORQUE TOOL | Indpro | 2160
Rack System | DATA ACQUISITION | DTS | 1700
Force Gauge | FORCE GAUGE | Sendi Mahir | 86.4
Force Gauge | FORCE GAUGE | Sendi Mahir | 86.4
Laser Based Speed Meter | OTHERS | SABO | 845
Off Center Load Cell | BALANCE | Sendi Mahir | 162
Torque Tightening | TORQUE TOOL | Indpro | 2160
Torque Tightening | TORQUE TOOL | Indpro | 2160
Torque Tightening | TORQUE TOOL | Indpro | 2160
Electrical Test Station | ELECTRICAL TEST | Sendi mahir | 259.2
Electrical Test Station | ELECTRICAL TEST | Sendi mahir | 259.2
Torque Tightening | TORQUE TOOL | Indpro | 2160
Force Gauge | FORCE GAUGE | Sendi mahir | 86.4
Radius Gauge | RADIUS GAUGE | Sendi Mahir | 83.16
Force Gauge | FORCE GAUGE | Sendi Mahir | 86.4
CAL500 Tension Gauge & Meter | OTHERS | Micro Precision | 1947
Digimatic Indicator (depth gauge) | DEPTH GAUGE | Sendi Mahir | 54
Torque Tester | TORQUE METER | Trescal | 536.76
CAL500 Tension Gauge & Meter | OTHERS | Micro Precision | 1947
Weighing Scale | BALANCE | Multitech | 108
Digital protractor | PROTRACTOR | Trescal | 173.88
Force Gauge | FORCE GAUGE | Sendi Mahir | 86.4
Torque Tightening | TORQUE TOOL | Indpro | 2160
Torque Tightening | TORQUE TOOL | Indpro | 2160
Torque Tightening | TORQUE TOOL | Indpro | 2160
Source Meter | RESISTANCE METER | Sendi Mahir | 259.2
Source Meter | RESISTANCE METER | Sendi Mahir | 259.2
Source Meter | RESISTANCE METER | Sendi Mahir | 259.2
Data Logger | OTHERS | Sendi Mahir | 140.4
Off Center Load Cell | BALANCE | Sendi Mahir | 162
Weighing Scale | BALANCE | Sendi Mahir | 162
Weighing Scale | BALANCE | Sendi Mahir | 162
Stopwatch #2 | STOPWATCH | Trescal | 91.8
Stopwatch #3 | STOPWATCH | Trescal | 91.8
Measuring Tape | MEASURING TAPE | Sendi Mahir | 54
Measuring Tape | MEASURING TAPE | Sendi Mahir | 54
Torque Tester | TORQUE METER | Trescal | 536.76
Multimeter | MULTIMETER | Sendi Mahir | 118.8
Multimeter | MULTIMETER | Sendi Mahir | 118.8
Stopwatch | STOPWATCH | Trescal | 116.64
Torque Tightening | TORQUE TOOL | Indpro | 2160
Weighing Scale | BALANCE | Multitech | 108
Force Gauge | FORCE GAUGE | Sendi Mahir | 86.4
Force Gauge | FORCE GAUGE | Sendi Mahir | 86.4
Force Gauge | FORCE GAUGE | Sendi Mahir | 86.4
Stopwatch with countdown | STOPWATCH | Trescal | 116.64
Torque Tightening | TORQUE TOOL | Indpro | 2160
Electrical Test Station | ELECTRICAL TEST | Sendi Mahir | 259.2
Torque Tightening | TORQUE TOOL | Indpro | 2160
Torque Tightening | TORQUE TOOL | Indpro | 216
Pin Gauge | PIN GAUGE | Sendi mahir | 48.6
Pin Gauge | PIN GAUGE | Sendi mahir | 48.6
Pin Gauge | PIN GAUGE | Sendi mahir | 48.6
Pin Gauge | PIN GAUGE | Sendi mahir | 48.6
Pin Gauge | PIN GAUGE | Sendi mahir | 48.6
Pin Gauge | PIN GAUGE | Sendi mahir | 48.6
Pin Gauge | PIN GAUGE | Sendi mahir | 48.6
Pin Gauge | PIN GAUGE | Sendi mahir | 48.6
Pin Gauge | PIN GAUGE | Sendi mahir | 48.6
Pin Gauge | PIN GAUGE | Sendi mahir | 48.6
Pin Gauge | PIN GAUGE | Sendi mahir | 48.6
Pin Gauge | PIN GAUGE | Sendi mahir | 48.6
Measuring Tape | MEASURING TAPE | Sendi mahir | 54
Torque Tightening | TORQUE TOOL | Indpro | 216
Platform Scale | BALANCE | Multitech | 296.8
Electrical Test Station | ELECTRICAL TEST | Sendi mahir | 259.2
Force Gauge | FORCE GAUGE | Sendi Mahir | 86.4
Counting Scale | BALANCE | Multitech | 108
Torque Tightening | TORQUE TOOL | Indpro | 2160
Weighing Scale | BALANCE | Multitech | 108
Pin Gauge | PIN GAUGE | Sendi Mahir | 183.6
Multimeter | MULTIMETER | Sendi Mahir | 118.8
Spectrophotometer | OTHERS | X-Rite | 6200
Multimeter | MULTIMETER | Sendi Mahir | 118.8
Weighing Scale | BALANCE | Multitech | 108
Weighing Scale | BALANCE | Multitech | 108
Weighing Scale | BALANCE | Multitech | 108
Torque Meter | TORQUE METER | Sendi Mahir | 432
Digital Dansa Gauge | DANSA GAUGE | Sendi Mahir | 64.8
Digital Dansa Gauge | DANSA GAUGE | Sendi Mahir | 64.8
Weighing Scale | BALANCE | Multitech | 108
Accelerometer | ACCELEROMETER | Autoliv Sweden AB | 500
Accelerometer | ACCELEROMETER | Autoliv Sweden AB | 500
Weighing Scale | BALANCE | Multitech | 108
Weighing Scale | BALANCE | Multitech | 108
Steel Ruler | RULER | Sendi Mahir | 54
Steel Ruler | RULER | Sendi Mahir | 54
Measuring Tape | MEASURING TAPE | Sendi Mahir | 54
Measuring Tape | MEASURING TAPE | Sendi Mahir | 54
Torque Wrench | TORQUE WRENCH | Sendi Mahir | 156.6
Torque Wrench | TORQUE WRENCH | Sendi Mahir | 156.6
Standard Weights | OTHERS | Sendi Mahir | 464.4
Weighing Scale | BALANCE | Multitech | 108
Infrared Thermometer | THERMOMETER | Sendi Mahir | 216
Digital Angle Protractor | PROTRACTOR | Trescal | 394.2
Impact Hammer | OTHERS | WEST CALDWELL | 6040
Uniaxial Accelerometer | ACCELEROMETER | WEST CALDWELL | 1360
Uniaxial Accelerometer | ACCELEROMETER | WEST CALDWELL | 1360
Pen pH Meter | OTHERS | Trescal | 376.92
Digital Hardness Tester Type A | HARDNESS TESTER | Sendi Mahir | 149.04
Hardness Tester Type A | HARDNESS TESTER | Sendi Mahir | 149.04
Hardness Tester Type C | HARDNESS TESTER | Sendi Mahir | 149.04
Torque Tightening Tools | TORQUE TOOL | Indpro | 216
Torque Tightening Tools | TORQUE TOOL | Indpro | 216
Off Center Load Cell | BALANCE | Sendi Mahir | 162
Off Center Load Cell | BALANCE | Sendi Mahir | 162
Digital Indicator (depth) | DEPTH GAUGE | Sendi Mahir | 54
Torque Tightening Tools | TORQUE TOOL | Indpro | 2160
Source Meter | RESISTANCE METER | Sendi Mahir | 259.2
Force Gauge | FORCE GAUGE | Sendi Mahir | 86.4
Force Gauge | FORCE GAUGE | Sendi Mahir | 86.4
Torque Wrench | TORQUE WRENCH | Sendi Mahir | 156.6
Torque Tightening Tools | TORQUE TOOL | Indpro | 2160
Data Logger | OTHERS | Sendi Mahir | 259.2
Thermometer with thermocouple | THERMOMETER | Sendi Mahir | 118.8
WP 01 | PRESSURE | Multitech | 72.9
A 32 | PRESSURE | Multitech | 72.9
TLW 07 | PRESSURE | Multitech | 72.9
N 46 | PRESSURE | Multitech | 72.9
N 41 | PRESSURE | Multitech | 72.9
WP 04 | PRESSURE | Multitech | 72.9
L 10 | PRESSURE | Multitech | 72.9
N 21 | PRESSURE | Multitech | 72.9
Tongue Stopper (L19) | PRESSURE | Multitech | 72.9
N 33 | PRESSURE | Multitech | 72.9
TLW 20 | PRESSURE | Multitech | 72.9
R 17 | LOAD CELL | Multitech | 466.56
L 07 | PRESSURE | Multitech | 72.9
N 39 | PRESSURE | Multitech | 72.9
ST 04-1 | LOAD CELL | Multitech | 466.56
WP 09 | PRESSURE | Multitech | 72.9
L 14 | LOAD CELL | Multitech | 466.56
CPA 01 | PRESSURE | Multitech | 72.9
SL 05 | PRESSURE | Multitech | 72.9
TLW 16 | PRESSURE | Multitech | 72.9
TL 20 | PRESSURE | Multitech | 72.9
N 01 | PRESSURE | Multitech | 72.9
CPA 01 | PRESSURE | Multitech | 72.9
CPA 01 | PRESSURE | Multitech | 72.9
R13 | LOAD CELL | Multitech | 466.56
WP 11 | PRESSURE | Multitech | 72.9
L 21 | PRESSURE | Multitech | 72.9
G16 | LOAD CELL | Multitech | 466.56
G17 | LOAD CELL | Multitech | 466.56
L22 | PRESSURE | Multitech | 72.9
R16 | LOAD CELL | Multitech | 466.56
WP 13 | PRESSURE | Multitech | 72.9
L 23 | PRESSURE | Multitech | 72.9
L 15 | PRESSURE | Multitech | 72.9
WP 02 | PRESSURE | Multitech | 72.9
N 15 | PRESSURE | Multitech | 72.9
R11 | LOAD CELL | Multitech | 466.56
L16 | PRESSURE | Multitech | 72.9
TL 13 | PRESSURE | Multitech | 72.9
Tongue Stopper (L17) | PRESSURE | Multitech | 72.9
TLW 26 | PRESSURE | Multitech | 72.9
WP 03 | PRESSURE | Multitech | 72.9
TL 18 | PRESSURE | Multitech | 72.9
WP 06 | PRESSURE | Multitech | 72.9
L 20 | PRESSURE | Multitech | 72.9
TLW 32 | PRESSURE | Multitech | 72.9
TLW 33 | PRESSURE | Multitech | 72.9
TL 12 | PRESSURE | Multitech | 72.9
N 13 | PRESSURE | Multitech | 72.9
N 31 | PRESSURE | Multitech | 72.9
R12 | LOAD CELL | Multitech | 466.56
N 03 | PRESSURE | Multitech | 72.9
WP 05 | PRESSURE | Multitech | 72.9
L 09 | PRESSURE | Multitech | 72.9
TL 17 | PRESSURE | Multitech | 72.9
N 38 | PRESSURE | Multitech | 72.9
BFT 01 | PRESSURE | Multitech | 72.9
BFT 01 | PRESSURE | Multitech | 72.9
BFT 01 | PRESSURE | Multitech | 72.9
BFT 01 | PRESSURE | Multitech | 72.9
BFT 01 | PRESSURE | Multitech | 72.9
BFT 01 | PRESSURE | Multitech | 72.9
TLW 23 | PRESSURE | Multitech | 72.9
TLW 08 | PRESSURE | Multitech | 72.9
MPC 02 | LOAD CELL | Multitech | 466.56
G 13 | LOAD CELL | Multitech | 466.56
BFL 01 | LOAD CELL | Multitech | 466.56
BFL 01 | LOAD CELL | Multitech | 466.56
TLW 35 | PRESSURE | Multitech | 72.9
N 09 | PRESSURE | Multitech | 72.9
G 09 | LOAD CELL | Multitech | 466.56
BFT 09 | PRESSURE | Multitech | 72.9
BFT 09 | PRESSURE | Multitech | 72.9
BFT 09 | PRESSURE | Multitech | 72.9
BFT 09 | PRESSURE | Multitech | 72.9
BFT 09 | PRESSURE | Multitech | 72.9
BFT 09 | PRESSURE | Multitech | 72.9
N 27 | PRESSURE | Multitech | 72.9
G11 | LOAD CELL | Multitech | 466.56
MPC 08 | LOAD CELL | Multitech | 466.56
BFT 10 | PRESSURE | Multitech | 72.9
BFT 10 | PRESSURE | Multitech | 72.9
BFT 10 | PRESSURE | Multitech | 72.9
BFT 10 | PRESSURE | Multitech | 72.9
BFT 10 | PRESSURE | Multitech | 72.9
TLW 15 | PRESSURE | Multitech | 72.9
N 05 | PRESSURE | Multitech | 72.9
MPC 09 | LOAD CELL | Multitech | 466.56
BFT 11 | PRESSURE | Multitech | 72.9
BFT 11 | PRESSURE | Multitech | 72.9
BFT 11 | PRESSURE | Multitech | 72.9
BFT 11 | PRESSURE | Multitech | 72.9
BFT 11 | PRESSURE | Multitech | 72.9
TLW 27 | PRESSURE | Multitech | 72.9
TLW 28 | PRESSURE | Multitech | 72.9
N 48 | PRESSURE | Multitech | 72.9
G15 | LOAD CELL | Multitech | 466.56
BFL 03 | LOAD CELL | Multitech | 466.56
BFL 03 | LOAD CELL | Multitech | 466.56
G16 | LOAD CELL | Multitech | 466.56
MPC 10 | LOAD CELL | Multitech | 466.56
BFL 04 | LOAD CELL | Multitech | 466.56
BFL 04 | LOAD CELL | Multitech | 466.56
G17 | LOAD CELL | Multitech | 466.56
BFL 05 | LOAD CELL | Multitech | 466.56
BFL 05 | LOAD CELL | Multitech | 466.56
MPC 11 | LOAD CELL | Multitech | 466.56
MPC 03 | LOAD CELL | Multitech | 466.56
BFT 03 | PRESSURE | Multitech | 72.9
BFT 03 | PRESSURE | Multitech | 72.9
BFT 03 | PRESSURE | Multitech | 72.9
BFT 03 | PRESSURE | Multitech | 72.9
BFT 03 | PRESSURE | Multitech | 72.9
BFT 03 | PRESSURE | Multitech | 72.9
TLW 18 | PRESSURE | Multitech | 72.9
MPC 04 | LOAD CELL | Multitech | 466.56
N 16 | PRESSURE | Multitech | 72.9
G 14 | LOAD CELL | Multitech | 466.56
BFL 02 | LOAD CELL | Multitech | 466.56
BFL 02 | LOAD CELL | Multitech | 466.56
G 07 | LOAD CELL | Multitech | 466.56
G 08 | LOAD CELL | Multitech | 466.56
BFT 05 | PRESSURE | Multitech | 72.9
BFT 05 | PRESSURE | Multitech | 72.9
BFT 05 | PRESSURE | Multitech | 72.9
BFT 05 | PRESSURE | Multitech | 72.9
BFT 05 | PRESSURE | Multitech | 72.9
BFT 05 | PRESSURE | Multitech | 72.9
BFT 06 | PRESSURE | Multitech | 72.9
BFT 06 | PRESSURE | Multitech | 72.9
BFT 06 | PRESSURE | Multitech | 72.9
BFT 06 | PRESSURE | Multitech | 72.9
BFT 06 | PRESSURE | Multitech | 72.9
BFT 06 | PRESSURE | Multitech | 72.9
TLW 06 | PRESSURE | Multitech | 72.9
MPC 05 | LOAD CELL | Multitech | 466.56
G 10 | LOAD CELL | Multitech | 466.56
BFT 04 | PRESSURE | Multitech | 72.9
BFT 04 | PRESSURE | Multitech | 72.9
BFT 04 | PRESSURE | Multitech | 72.9
BFT 04 | PRESSURE | Multitech | 72.9
BFT 04 | PRESSURE | Multitech | 72.9
BFT 04 | PRESSURE | Multitech | 72.9
N 47 | PRESSURE | Multitech | 72.9
N 24 | PRESSURE | Multitech | 72.9
TLW 19 | PRESSURE | Multitech | 72.9
G 06 | LOAD CELL | Multitech | 466.56
MPC 06 | LOAD CELL | Multitech | 466.56
BFT 08 | PRESSURE | Multitech | 72.9
BFT 08 | PRESSURE | Multitech | 72.9
BFT 08 | PRESSURE | Multitech | 72.9
BFT 08 | PRESSURE | Multitech | 72.9
BFT 08 | PRESSURE | Multitech | 72.9
BFT 08 | PRESSURE | Multitech | 72.9
Band-It Ring Clamping | PRESSURE | Multitech | 72.9
Band-It Ring Clamping | PRESSURE | Multitech | 72.9
Cover Assy | PRESSURE | Multitech | 72.9
Cover Assy | PRESSURE | Multitech | 72.9
Cover Assy | PRESSURE | Multitech | 72.9
Damper Crimping | PRESSURE | Multitech | 72.9
Horn Spring Assy | PRESSURE | Multitech | 72.9
Cover Assy | PRESSURE | Multitech | 72.9
Horn Spring | PRESSURE | Multitech | 72.9
Emblem Assy (Cover Assy) | PRESSURE | Multitech | 72.9
Emblem Assy | PRESSURE | Multitech | 72.9
Sewing (A) | PRESSURE | Multitech | 72.9
Sewing (B) | PRESSURE | Multitech | 72.9
Sewing (C) | PRESSURE | Multitech | 72.9
Sewing (D) | PRESSURE | Multitech | 72.9
Cover Assy | PRESSURE | Multitech | 72.9
Cover Assy | PRESSURE | Multitech | 72.9
Cover Assy | PRESSURE | Multitech | 72.9
TLW 04 (pillar loop) | PRESSURE | Multitech | 72.9
TLW 21 | PRESSURE | Multitech | 72.9
Colour Tank | PRESSURE | Multitech | 72.9
Colour Tank | PRESSURE | Multitech | 72.9
Colour Tank | PRESSURE | Multitech | 72.9
Max Air Inlet | PRESSURE | Multitech | 72.9
Poly Tank | PRESSURE | Multitech | 72.9
Poly Tank | PRESSURE | Multitech | 72.9
Poly Tank | PRESSURE | Multitech | 72.9
Poly Tank | PRESSURE | Multitech | 72.9
Iso Tank | PRESSURE | Multitech | 72.9
Power Pack | PRESSURE | Multitech | 72.9
Power Pack | PRESSURE | Multitech | 72.9
Colour Tank | PRESSURE | Multitech | 72.9
Vaccum & Double Pin Cleaning | PRESSURE | Multitech | 72.9
Inflator & Deflector Harness Assy | PRESSURE | Multitech | 72.9
Cushion Folding | PRESSURE | Multitech | 72.9
Cover Assy | PRESSURE | Multitech | 72.9
Inflator & Deflector Harness Assy | PRESSURE | Multitech | 72.9
Inflator & Deflector Harness Assy | PRESSURE | Multitech | 72.9
Inflator & Deflector Harness Assy | PRESSURE | Multitech | 72.9
Cushion Folding | PRESSURE | Multitech | 72.9
Cover Assy | PRESSURE | Multitech | 72.9
Buckle Load Durability | PRESSURE | Multitech | 72.9
Rapid Durability Test Machine | PRESSURE | Multitech | 72.9
Bending & Torsional Fatique Test Machine No. 1 | PRESSURE | Multitech | 72.9
Bending & Torsional Fatique Test Machine No. 2 | PRESSURE | Multitech | 72.9
Bending & Torsional Fatique Test Machine No. 3 | PRESSURE | Multitech | 72.9
Load Durability Test | PRESSURE | Multitech | 72.9
Load Durability Test | PRESSURE | Multitech | 72.9
TL 12 (Dust) | PRESSURE | Multitech | 72.9
TL 18 (P.Gauge at Salt Spray) | PRESSURE | Multitech | 72.9
G-Lock (Lab acceleration sled) | PRESSURE | Multitech | 72.9
TLW 44 | LOAD CELL | Multitech | 466.56
TLW 44 | LOAD CELL | Multitech | 466.56
Band-It Ring Clamping | PRESSURE | Multitech | 72.9
Band-It Ring Clamping | PRESSURE | Multitech | 72.9
Inflator & Deflector Harness Assy | PRESSURE | Multitech | 72.9
Inflator & Deflector Harness Assy | PRESSURE | Multitech | 72.9
Inflator & Deflector Harness Assy | LOAD CELL | Multitech | 466.56
Horn Test | LOAD CELL | Multitech | 466.56
Horn Test | LOAD CELL | Multitech | 466.56
R18 | LOAD CELL | Multitech | 466.56
WP 15 | PRESSURE | Multitech | 72.9
L24 | PRESSURE | Multitech | 72.9
G18 | LOAD CELL | Multitech | 466.56
MPC 12 | LOAD CELL | Multitech | 466.56
BFL 06 | LOAD CELL | Multitech | 466.56
BFL 06 | LOAD CELL | Multitech | 466.56

## Pressure_Std
Description | Equipment Type | Cal By | Cost
WP 01 | PRESSURE | Multitech | 72.9
A 32 | PRESSURE | Multitech | 72.9
TLW 07 | PRESSURE | Multitech | 72.9
N 46 | PRESSURE | Multitech | 72.9
N 41 | PRESSURE | Multitech | 72.9
WP 04 | PRESSURE | Multitech | 72.9
L 10 | PRESSURE | Multitech | 72.9
N 21 | PRESSURE | Multitech | 72.9
Tongue Stopper (L19) | PRESSURE | Multitech | 72.9
N 33 | PRESSURE | Multitech | 72.9
TLW 20 | PRESSURE | Multitech | 72.9
R 17 | LOAD CELL | Multitech | 466.56
L 07 | PRESSURE | Multitech | 72.9
N 39 | PRESSURE | Multitech | 72.9
ST 04-1 | LOAD CELL | Multitech | 466.56
WP 09 | PRESSURE | Multitech | 72.9
L 14 | LOAD CELL | Multitech | 466.56
CPA 01 | PRESSURE | Multitech | 72.9
SL 05 | PRESSURE | Multitech | 72.9
TLW 16 | PRESSURE | Multitech | 72.9
TL 20 | PRESSURE | Multitech | 72.9
N 01 | PRESSURE | Multitech | 72.9
CPA 01 | PRESSURE | Multitech | 72.9
CPA 01 | PRESSURE | Multitech | 72.9
R13 | LOAD CELL | Multitech | 466.56
WP 11 | PRESSURE | Multitech | 72.9
L 21 | PRESSURE | Multitech | 72.9
G16 | LOAD CELL | Multitech | 466.56
G17 | LOAD CELL | Multitech | 466.56
L22 | PRESSURE | Multitech | 72.9
R16 | LOAD CELL | Multitech | 466.56
WP 13 | PRESSURE | Multitech | 72.9
L 23 | PRESSURE | Multitech | 72.9
L 15 | PRESSURE | Multitech | 72.9
WP 02 | PRESSURE | Multitech | 72.9
N 15 | PRESSURE | Multitech | 72.9
R11 | LOAD CELL | Multitech | 466.56
L16 | PRESSURE | Multitech | 72.9
TL 13 | PRESSURE | Multitech | 72.9
Tongue Stopper (L17) | PRESSURE | Multitech | 72.9
TLW 26 | PRESSURE | Multitech | 72.9
WP 03 | PRESSURE | Multitech | 72.9
TL 18 | PRESSURE | Multitech | 72.9
WP 06 | PRESSURE | Multitech | 72.9
L 20 | PRESSURE | Multitech | 72.9
TLW 32 | PRESSURE | Multitech | 72.9
TLW 33 | PRESSURE | Multitech | 72.9
TL 12 | PRESSURE | Multitech | 72.9
N 13 | PRESSURE | Multitech | 72.9
N 31 | PRESSURE | Multitech | 72.9
R12 | LOAD CELL | Multitech | 466.56
N 03 | PRESSURE | Multitech | 72.9
WP 05 | PRESSURE | Multitech | 72.9
L 09 | PRESSURE | Multitech | 72.9
TL 17 | PRESSURE | Multitech | 72.9
N 38 | PRESSURE | Multitech | 72.9
BFT 01 | PRESSURE | Multitech | 72.9
BFT 01 | PRESSURE | Multitech | 72.9
BFT 01 | PRESSURE | Multitech | 72.9
BFT 01 | PRESSURE | Multitech | 72.9
BFT 01 | PRESSURE | Multitech | 72.9
BFT 01 | PRESSURE | Multitech | 72.9
TLW 23 | PRESSURE | Multitech | 72.9
TLW 08 | PRESSURE | Multitech | 72.9
MPC 02 | LOAD CELL | Multitech | 466.56
G 13 | LOAD CELL | Multitech | 466.56
BFL 01 | LOAD CELL | Multitech | 466.56
BFL 01 | LOAD CELL | Multitech | 466.56
TLW 35 | PRESSURE | Multitech | 72.9
N 09 | PRESSURE | Multitech | 72.9
G 09 | LOAD CELL | Multitech | 466.56
BFT 09 | PRESSURE | Multitech | 72.9
BFT 09 | PRESSURE | Multitech | 72.9
BFT 09 | PRESSURE | Multitech | 72.9
BFT 09 | PRESSURE | Multitech | 72.9
BFT 09 | PRESSURE | Multitech | 72.9
BFT 09 | PRESSURE | Multitech | 72.9
N 27 | PRESSURE | Multitech | 72.9
G11 | LOAD CELL | Multitech | 466.56
MPC 08 | LOAD CELL | Multitech | 466.56
BFT 10 | PRESSURE | Multitech | 72.9
BFT 10 | PRESSURE | Multitech | 72.9
BFT 10 | PRESSURE | Multitech | 72.9
BFT 10 | PRESSURE | Multitech | 72.9
BFT 10 | PRESSURE | Multitech | 72.9
TLW 15 | PRESSURE | Multitech | 72.9
N 05 | PRESSURE | Multitech | 72.9
MPC 09 | LOAD CELL | Multitech | 466.56
BFT 11 | PRESSURE | Multitech | 72.9
BFT 11 | PRESSURE | Multitech | 72.9
BFT 11 | PRESSURE | Multitech | 72.9
BFT 11 | PRESSURE | Multitech | 72.9
BFT 11 | PRESSURE | Multitech | 72.9
TLW 27 | PRESSURE | Multitech | 72.9
TLW 28 | PRESSURE | Multitech | 72.9
N 48 | PRESSURE | Multitech | 72.9
G15 | LOAD CELL | Multitech | 466.56
BFL 03 | LOAD CELL | Multitech | 466.56
BFL 03 | LOAD CELL | Multitech | 466.56
G16 | LOAD CELL | Multitech | 466.56
MPC 10 | LOAD CELL | Multitech | 466.56
BFL 04 | LOAD CELL | Multitech | 466.56
BFL 04 | LOAD CELL | Multitech | 466.56
G17 | LOAD CELL | Multitech | 466.56
BFL 05 | LOAD CELL | Multitech | 466.56
BFL 05 | LOAD CELL | Multitech | 466.56
MPC 11 | LOAD CELL | Multitech | 466.56
MPC 03 | LOAD CELL | Multitech | 466.56
BFT 03 | PRESSURE | Multitech | 72.9
BFT 03 | PRESSURE | Multitech | 72.9
BFT 03 | PRESSURE | Multitech | 72.9
BFT 03 | PRESSURE | Multitech | 72.9
BFT 03 | PRESSURE | Multitech | 72.9
BFT 03 | PRESSURE | Multitech | 72.9
TLW 18 | PRESSURE | Multitech | 72.9
MPC 04 | LOAD CELL | Multitech | 466.56
N 16 | PRESSURE | Multitech | 72.9
G 14 | LOAD CELL | Multitech | 466.56
BFL 02 | LOAD CELL | Multitech | 466.56
BFL 02 | LOAD CELL | Multitech | 466.56
G 07 | LOAD CELL | Multitech | 466.56
G 08 | LOAD CELL | Multitech | 466.56
BFT 05 | PRESSURE | Multitech | 72.9
BFT 05 | PRESSURE | Multitech | 72.9
BFT 05 | PRESSURE | Multitech | 72.9
BFT 05 | PRESSURE | Multitech | 72.9
BFT 05 | PRESSURE | Multitech | 72.9
BFT 05 | PRESSURE | Multitech | 72.9
BFT 06 | PRESSURE | Multitech | 72.9
BFT 06 | PRESSURE | Multitech | 72.9
BFT 06 | PRESSURE | Multitech | 72.9
BFT 06 | PRESSURE | Multitech | 72.9
BFT 06 | PRESSURE | Multitech | 72.9
BFT 06 | PRESSURE | Multitech | 72.9
TLW 06 | PRESSURE | Multitech | 72.9
MPC 05 | LOAD CELL | Multitech | 466.56
G 10 | LOAD CELL | Multitech | 466.56
BFT 04 | PRESSURE | Multitech | 72.9
BFT 04 | PRESSURE | Multitech | 72.9
BFT 04 | PRESSURE | Multitech | 72.9
BFT 04 | PRESSURE | Multitech | 72.9
BFT 04 | PRESSURE | Multitech | 72.9
BFT 04 | PRESSURE | Multitech | 72.9
N 47 | PRESSURE | Multitech | 72.9
N 24 | PRESSURE | Multitech | 72.9
TLW 19 | PRESSURE | Multitech | 72.9
G 06 | LOAD CELL | Multitech | 466.56
MPC 06 | LOAD CELL | Multitech | 466.56
BFT 08 | PRESSURE | Multitech | 72.9
BFT 08 | PRESSURE | Multitech | 72.9
BFT 08 | PRESSURE | Multitech | 72.9
BFT 08 | PRESSURE | Multitech | 72.9
BFT 08 | PRESSURE | Multitech | 72.9
BFT 08 | PRESSURE | Multitech | 72.9
Band-It Ring Clamping | PRESSURE | Multitech | 72.9
Band-It Ring Clamping | PRESSURE | Multitech | 72.9
Cover Assy | PRESSURE | Multitech | 72.9
Cover Assy | PRESSURE | Multitech | 72.9
Cover Assy | PRESSURE | Multitech | 72.9
Damper Crimping | PRESSURE | Multitech | 72.9
Horn Spring Assy | PRESSURE | Multitech | 72.9
Cover Assy | PRESSURE | Multitech | 72.9
Horn Spring | PRESSURE | Multitech | 72.9
Emblem Assy (Cover Assy) | PRESSURE | Multitech | 72.9
Emblem Assy | PRESSURE | Multitech | 72.9
Sewing (A) | PRESSURE | Multitech | 72.9
Sewing (B) | PRESSURE | Multitech | 72.9
Sewing (C) | PRESSURE | Multitech | 72.9
Sewing (D) | PRESSURE | Multitech | 72.9
Cover Assy | PRESSURE | Multitech | 72.9
Cover Assy | PRESSURE | Multitech | 72.9
Cover Assy | PRESSURE | Multitech | 72.9
TLW 04 (pillar loop) | PRESSURE | Multitech | 72.9
TLW 21 | PRESSURE | Multitech | 72.9
Colour Tank | PRESSURE | Multitech | 72.9
Colour Tank | PRESSURE | Multitech | 72.9
Colour Tank | PRESSURE | Multitech | 72.9
Max Air Inlet | PRESSURE | Multitech | 72.9
Poly Tank | PRESSURE | Multitech | 72.9
Poly Tank | PRESSURE | Multitech | 72.9
Poly Tank | PRESSURE | Multitech | 72.9
Poly Tank | PRESSURE | Multitech | 72.9
Iso Tank | PRESSURE | Multitech | 72.9
Power Pack | PRESSURE | Multitech | 72.9
Power Pack | PRESSURE | Multitech | 72.9
Colour Tank | PRESSURE | Multitech | 72.9
Vaccum & Double Pin Cleaning | PRESSURE | Multitech | 72.9
Inflator & Deflector Harness Assy | PRESSURE | Multitech | 72.9
Cushion Folding | PRESSURE | Multitech | 72.9
Cover Assy | PRESSURE | Multitech | 72.9
Inflator & Deflector Harness Assy | PRESSURE | Multitech | 72.9
Inflator & Deflector Harness Assy | PRESSURE | Multitech | 72.9
Inflator & Deflector Harness Assy | PRESSURE | Multitech | 72.9
Cushion Folding | PRESSURE | Multitech | 72.9
Cover Assy | PRESSURE | Multitech | 72.9
Buckle Load Durability | PRESSURE | Multitech | 72.9
Rapid Durability Test Machine | PRESSURE | Multitech | 72.9
Bending & Torsional Fatique Test Machine No. 1 | PRESSURE | Multitech | 72.9
Bending & Torsional Fatique Test Machine No. 2 | PRESSURE | Multitech | 72.9
Bending & Torsional Fatique Test Machine No. 3 | PRESSURE | Multitech | 72.9
Load Durability Test | PRESSURE | Multitech | 72.9
Load Durability Test | PRESSURE | Multitech | 72.9
TL 12 (Dust) | PRESSURE | Multitech | 72.9
TL 18 (P.Gauge at Salt Spray) | PRESSURE | Multitech | 72.9
G-Lock (Lab acceleration sled) | PRESSURE | Multitech | 72.9
TLW 44 | LOAD CELL | Multitech | 466.56
TLW 44 | LOAD CELL | Multitech | 466.56
Band-It Ring Clamping | PRESSURE | Multitech | 72.9
Band-It Ring Clamping | PRESSURE | Multitech | 72.9
Inflator & Deflector Harness Assy | PRESSURE | Multitech | 72.9
Inflator & Deflector Harness Assy | PRESSURE | Multitech | 72.9
Inflator & Deflector Harness Assy | LOAD CELL | Multitech | 466.56
Horn Test | LOAD CELL | Multitech | 466.56
Horn Test | LOAD CELL | Multitech | 466.56
R18 | LOAD CELL | Multitech | 466.56
WP 15 | PRESSURE | Multitech | 72.9
L24 | PRESSURE | Multitech | 72.9
G18 | LOAD CELL | Multitech | 466.56
MPC 12 | LOAD CELL | Multitech | 466.56
BFL 06 | LOAD CELL | Multitech | 466.56
BFL 06 | LOAD CELL | Multitech | 466.56

## Calibration_Std
Description | Equipment Type | Cal By | Cost
Digital Caliper | CALIPER | Sendi Mahir | 37.8
Digital Caliper | CALIPER | Sendi Mahir | 37.8
Digital Caliper | CALIPER | Sendi Mahir | 37.8
Digital Caliper | CALIPER | Sendi Mahir | 37.8
Digital Caliper | CALIPER | Sendi Mahir | 37.8
Balance Scale | BALANCE | Multitech | 108
Protractor | PROTRACTOR | Trescal | 187.92
Counting Scale | BALANCE | Multitech | 108
Counting Scale | BALANCE | Multitech | 108
Counting Scale | BALANCE | Multitech | 108
Hardness Tester | HARDNESS TESTER | Sendi Mahir | 702
Crane Scale | BALANCE | Multitech | 1272
Torque Wrench (Dial) | TORQUE WRENCH | Sendi Mahir | 156.6
Dansa Gauge | DANSA GAUGE | Sendi Mahir | 64.8
Gauge Block (T-Carbide) | GAUGE BLOCK | Sendi Mahir | 237.6
Data Acquisition Module | DATA ACQUISITION | DTS | 5800
Data Acquisition Module | DATA ACQUISITION | DTS | 5800
Data Acquisition Module | DATA ACQUISITION | DTS | 5800
Data Acquisition Module | DATA ACQUISITION | DTS | 5800
Data Acquisition Module | DATA ACQUISITION | DTS | 5800
Data Acquisition Module | DATA ACQUISITION | DTS | 5800
Data Acquisition Module | DATA ACQUISITION | DTS | 5800
Profile Projector | OTHERS | Mitutoyo | 551
Granite Surface Plate | OTHERS | Sendi Mahir | 345.6
Torque Wrench | TORQUE WRENCH | Sendi Mahir | 156.6
Torque Wrench | TORQUE WRENCH | Sendi Mahir | 156.6
Torque Wrench | TORQUE WRENCH | Sendi Mahir | 156.6
Torque Wrench | TORQUE WRENCH | Sendi Mahir | 156.6
Torque Wrench | TORQUE WRENCH | Sendi Mahir | 156.6
Torque Wrench | TORQUE WRENCH | Sendi Mahir | 156.6
Torque Wrench | TORQUE WRENCH | Sendi mahir | 156.6
Tensile Machine (5-Ton Load Cell) | TENSILE | Trescal | 471.96
VC Accelerometer | ACCELEROMETER | Autoliv Sweden AB | 500
VC Accelerometer | ACCELEROMETER | Autoliv Sweden AB | 500
Hot Chamber | OVEN | Trescal | 430.92
Rubber Hardness Tester | HARDNESS TESTER | Sendi Mahir | 149.04
Surface Resistance Checker | OTHERS | Sendi Mahir | 259.2
Thermometer with thermocouple | THERMOMETER | Sendi Mahir | 118.8
Torque Driver | TORQUE DRIVER | Sendi Mahir | 156.6
Torque Driver | TORQUE DRIVER | Sendi Mahir | 156.6
Time Output Module | DATA ACQUISITION | DTS | 5700
Time Output Module | DATA ACQUISITION | DTS | 5700
Time Output Module | DATA ACQUISITION | DTS | 5700
Digital Phosphor Oscilloscope | OTHERS | Trescal | 714.96
Rack System | DATA ACQUISITION | DTS | 1700
Rack System | DATA ACQUISITION | DTS | 1700
Digital Pressure Indicator | OTHERS | Sendi Mahir | 183.6
Digital Thermo-Anemometer | OTHERS | Sendi mahir | 345.6
Digital protractor | PROTRACTOR | Trescal | 173.88
Temp. & Humid. Chamber (B) | HUMIDITY CHAMBER | Trescal | 1166.4
Force Gauge | FORCE GAUGE | Sendi Mahir | 86.4
Force Gauge | FORCE GAUGE | Sendi Mahir | 86.4
Force Gauge | FORCE GAUGE | Sendi Mahir | 86.4
Force Gauge | FORCE GAUGE | Sendi Mahir | 86.4
Force Gauge | FORCE GAUGE | Sendi Mahir | 86.4
Force Gauge | FORCE GAUGE | Sendi Mahir | 86.4
Force Gauge | FORCE GAUGE | Sendi Mahir | 86.4
Salt Spray Machine | OTHERS | Trescal | 410.4
Gauge Block | GAUGE BLOCK | Sendi Mahir | 151.2
Gauge Block | GAUGE BLOCK | Sendi Mahir | 108
Multimeter | MULTIMETER | Sendi Mahir | 259.2
Micro Meter | OTHERS | Sendi Mahir | 54
Pin Gauge | PIN GAUGE | Sendi Mahir | 183.6
Pin Gauge | PIN GAUGE | Sendi Mahir | 270
Melt Flow Indexer | OTHERS | Sendi Mahir | 421.2
Infrared Thermometer | THERMOMETER | Sendi Mahir | 216
Platform Scale | BALANCE | Multitech | 108
Load Cell | LOAD CELL | Trescal | 402.84
Micro Tri-Gloss | OTHERS | Plasmost | 788.4
Sound Measurement (DA) | DATA ACQUISITION | First Instrument | 6330
Sound Measurement (Mic) | OTHERS | First Instrument | 2730
Temp. & Humid. Chamber (S) | HUMIDITY CHAMBER | Trescal | 1117.8
Weighing Scale | BALANCE | Multitech | 108
Weighing Scale | BALANCE | Multitech | 108
Weighing Scale | BALANCE | Multitech | 108
Radius Gauge | RADIUS GAUGE | Sendi Mahir | 83.16
Radius Gauge | RADIUS GAUGE | Sendi Mahir | 83.16
Radius Gauge | RADIUS GAUGE | Sendi Mahir | 83.16
Radius Gauge | RADIUS GAUGE | Sendi Mahir | 83.16
Radius Gauge | RADIUS GAUGE | Sendi Mahir | 83.16
Screw Ring Gauge | RING GAUGE | Sendi Mahir | 43.2
Screw Ring Gauge | RING GAUGE | Sendi Mahir | 43.2
Screw Ring Gauge | RING GAUGE | Sendi Mahir | 43.2
Thread Plug Gauge | RING GAUGE | Sendi Mahir | 43.2
Thread Plug Gauge | RING GAUGE | Sendi Mahir | 43.2
Thread Plug Gauge | RING GAUGE | Sendi Mahir | 43.2
Torque Tightening | TORQUE TOOL | Indpro | 2160
Torque Tightening | TORQUE TOOL | Indpro | 216
Torque Tightening | TORQUE TOOL | Indpro | 216
Taper Gauge | TAPER GAUGE | Trescal | 89.64
Taper Gauge | TAPER GAUGE | Trescal | 89.64
Taper Gauge | TAPER GAUGE | Trescal | 89.64
Taper Gauge | TAPER GAUGE | Trescal | 89.64
Center 309 Datalogger | THERMOMETER | Sendi Mahir | 97.2
Digital protractor | PROTRACTOR | Trescal | 173.88
Torque Tightening | TORQUE TOOL | Indpro | 2160
Torque Tightening | TORQUE TOOL | Indpro | 2160
Torque Tightening | TORQUE TOOL | Indpro | 216
Torque Tightening | TORQUE TOOL | Indpro | 216
Torque Tightening | TORQUE TOOL | Indpro | 216
Pin Gauge | PIN GAUGE | Sendi mahir | 48.6
Torque Driver | TORQUE DRIVER | Trescal | 132.84
Torque Tightening | TORQUE TOOL | Indpro | 216
Torque Tightening | TORQUE TOOL | Indpro | 216
Torque Wrench | TORQUE WRENCH | Sendi mahir | 156.6
Accelerometer | ACCELEROMETER | Autoliv Sweden AB | 500
Digimatic Indicator | DEPTH GAUGE | Trescal | 88.56
Accelerometer | ACCELEROMETER | Autoliv Sweden AB | 500
Torque Tightening | TORQUE TOOL | Indpro | 2160
Dansa Gauge | DANSA GAUGE | Sendi Mahir | 64.8
Dansa Gauge | DANSA GAUGE | Sendi Mahir | 64.8
Torque Wrench (Dial) | TORQUE WRENCH | Sendi Mahir | 156.6
Pin Gauge | PIN GAUGE | Sendi Mahir | 48.6
Pin Gauge | PIN GAUGE | Sendi Mahir | 48.6
Pin Gauge | PIN GAUGE | Sendi Mahir | 48.6
Pin Gauge | PIN GAUGE | Sendi Mahir | 48.6
Measuring Tape | MEASURING TAPE | Sendi Mahir | 54
Temp. & Humidity Chamber | HUMIDITY CHAMBER | Trescal | 1240.92
Infrared Thermometer | THERMOMETER | Sendi Mahir | 216
Torque Tightening | TORQUE TOOL | Indpro | 2160
Pin Gauge | PIN GAUGE | Sendi mahir | 183.6
Torque Tester | TORQUE METER | Trescal | 536.76
Load Cell S-Type | LOAD CELL | Trescal | 1354.32
Taper Gauge | TAPER GAUGE | Trescal | 89.64
Standard Scale 50mm | OTHERS | Trescal | 451.44
Leather Softness Tester | OTHERS | GMA International | 1250
Digital Light Meter | OTHERS | Micro Precision | 594
Platform Scale | BALANCE | Multitech | 1378
Digital Force Gauge | FORCE GAUGE | Trescal | 251.64
Torque Tightening | TORQUE TOOL | Indpro | 2160
Torque Tightening | TORQUE TOOL | Indpro | 2160
Torque Tightening | TORQUE TOOL | Indpro | 2160
Multimeter | MULTIMETER | Sendi Mahir | 118.8
6 1/2 Digital Precision Multimeter | MULTIMETER | Sendi Mahir | 259.2
Multimeter | MULTIMETER | Sendi Mahir | 118.8
Insulation Multimeter | MULTIMETER | Sendi Mahir | 324
Accelerometer | ACCELEROMETER | Autoliv Sweden AB | 500
Accelerometer | ACCELEROMETER | Autoliv Sweden AB | 500
Torque Meter | TORQUE METER | Trescal | 536.76
Resistance Meter (Resistance Transducer) | ELECTRICAL TEST | Sendi Mahir | 259.2
Torque Tightening | TORQUE TOOL | Indpro | 4320
Torque Tightening | TORQUE TOOL | Indpro | 216
Torque Tightening | TORQUE TOOL | Indpro | 216
Pressure Sensor | OTHERS | Autoliv Sweden AB | 500
Pressure Sensor | OTHERS | Autoliv Sweden AB | 500
Square Rule | OTHERS | Trescal | 340.2
Thermohygrometer | OTHERS | Sendi Mahir | 129.6
Temp. & Humidity Chamber | HUMIDITY CHAMBER | Trescal | 1175.04
VC Accelerometer | ACCELEROMETER | Autoliv Sweden AB | 500
Hardness Tester (Type-C) | HARDNESS TESTER | Sendi Mahir | 149.04
Torque Meter | TORQUE METER | Trescal | 536.76
Resistance Meter | RESISTANCE METER | Sendi Mahir | 259.2
Depth Gauge | DEPTH GAUGE | Sendi Mahir | 64.8
Torque Tightening | TORQUE TOOL | Indpro | 2160
Rack System | DATA ACQUISITION | DTS | 1700
Force Gauge | FORCE GAUGE | Sendi Mahir | 86.4
Force Gauge | FORCE GAUGE | Sendi Mahir | 86.4
Laser Based Speed Meter | OTHERS | SABO | 845
Off Center Load Cell | BALANCE | Sendi Mahir | 162
Torque Tightening | TORQUE TOOL | Indpro | 2160
Torque Tightening | TORQUE TOOL | Indpro | 2160
Torque Tightening | TORQUE TOOL | Indpro | 2160
Electrical Test Station | ELECTRICAL TEST | Sendi mahir | 259.2
Electrical Test Station | ELECTRICAL TEST | Sendi mahir | 259.2
Torque Tightening | TORQUE TOOL | Indpro | 2160
Force Gauge | FORCE GAUGE | Sendi mahir | 86.4
Radius Gauge | RADIUS GAUGE | Sendi Mahir | 83.16
Force Gauge | FORCE GAUGE | Sendi Mahir | 86.4
CAL500 Tension Gauge & Meter | OTHERS | Micro Precision | 1947
Digimatic Indicator (depth gauge) | DEPTH GAUGE | Sendi Mahir | 54
Torque Tester | TORQUE METER | Trescal | 536.76
CAL500 Tension Gauge & Meter | OTHERS | Micro Precision | 1947
Weighing Scale | BALANCE | Multitech | 108
Digital protractor | PROTRACTOR | Trescal | 173.88
Force Gauge | FORCE GAUGE | Sendi Mahir | 86.4
Torque Tightening | TORQUE TOOL | Indpro | 2160
Torque Tightening | TORQUE TOOL | Indpro | 2160
Torque Tightening | TORQUE TOOL | Indpro | 2160
Source Meter | RESISTANCE METER | Sendi Mahir | 259.2
Source Meter | RESISTANCE METER | Sendi Mahir | 259.2
Source Meter | RESISTANCE METER | Sendi Mahir | 259.2
Data Logger | OTHERS | Sendi Mahir | 140.4
Off Center Load Cell | BALANCE | Sendi Mahir | 162
Weighing Scale | BALANCE | Sendi Mahir | 162
Weighing Scale | BALANCE | Sendi Mahir | 162
Stopwatch #2 | STOPWATCH | Trescal | 91.8
Stopwatch #3 | STOPWATCH | Trescal | 91.8
Measuring Tape | MEASURING TAPE | Sendi Mahir | 54
Measuring Tape | MEASURING TAPE | Sendi Mahir | 54
Torque Tester | TORQUE METER | Trescal | 536.76
Multimeter | MULTIMETER | Sendi Mahir | 118.8
Multimeter | MULTIMETER | Sendi Mahir | 118.8
Stopwatch | STOPWATCH | Trescal | 116.64
Torque Tightening | TORQUE TOOL | Indpro | 2160
Weighing Scale | BALANCE | Multitech | 108
Force Gauge | FORCE GAUGE | Sendi Mahir | 86.4
Force Gauge | FORCE GAUGE | Sendi Mahir | 86.4
Force Gauge | FORCE GAUGE | Sendi Mahir | 86.4
Stopwatch with countdown | STOPWATCH | Trescal | 116.64
Torque Tightening | TORQUE TOOL | Indpro | 2160
Electrical Test Station | ELECTRICAL TEST | Sendi Mahir | 259.2
Torque Tightening | TORQUE TOOL | Indpro | 2160
Torque Tightening | TORQUE TOOL | Indpro | 216
Pin Gauge | PIN GAUGE | Sendi mahir | 48.6
Pin Gauge | PIN GAUGE | Sendi mahir | 48.6
Pin Gauge | PIN GAUGE | Sendi mahir | 48.6
Pin Gauge | PIN GAUGE | Sendi mahir | 48.6
Pin Gauge | PIN GAUGE | Sendi mahir | 48.6
Pin Gauge | PIN GAUGE | Sendi mahir | 48.6
Pin Gauge | PIN GAUGE | Sendi mahir | 48.6
Pin Gauge | PIN GAUGE | Sendi mahir | 48.6
Pin Gauge | PIN GAUGE | Sendi mahir | 48.6
Pin Gauge | PIN GAUGE | Sendi mahir | 48.6
Pin Gauge | PIN GAUGE | Sendi mahir | 48.6
Pin Gauge | PIN GAUGE | Sendi mahir | 48.6
Measuring Tape | MEASURING TAPE | Sendi mahir | 54
Torque Tightening | TORQUE TOOL | Indpro | 216
Platform Scale | BALANCE | Multitech | 296.8
Electrical Test Station | ELECTRICAL TEST | Sendi mahir | 259.2
Force Gauge | FORCE GAUGE | Sendi Mahir | 86.4
Counting Scale | BALANCE | Multitech | 108
Torque Tightening | TORQUE TOOL | Indpro | 2160
Weighing Scale | BALANCE | Multitech | 108
Pin Gauge | PIN GAUGE | Sendi Mahir | 183.6
Multimeter | MULTIMETER | Sendi Mahir | 118.8
Spectrophotometer | OTHERS | X-Rite | 6200
Multimeter | MULTIMETER | Sendi Mahir | 118.8
Weighing Scale | BALANCE | Multitech | 108
Weighing Scale | BALANCE | Multitech | 108
Weighing Scale | BALANCE | Multitech | 108
Torque Meter | TORQUE METER | Sendi Mahir | 432
Digital Dansa Gauge | DANSA GAUGE | Sendi Mahir | 64.8
Digital Dansa Gauge | DANSA GAUGE | Sendi Mahir | 64.8
Weighing Scale | BALANCE | Multitech | 108
Accelerometer | ACCELEROMETER | Autoliv Sweden AB | 500
Accelerometer | ACCELEROMETER | Autoliv Sweden AB | 500
Weighing Scale | BALANCE | Multitech | 108
Weighing Scale | BALANCE | Multitech | 108
Steel Ruler | RULER | Sendi Mahir | 54
Steel Ruler | RULER | Sendi Mahir | 54
Measuring Tape | MEASURING TAPE | Sendi Mahir | 54
Measuring Tape | MEASURING TAPE | Sendi Mahir | 54
Torque Wrench | TORQUE WRENCH | Sendi Mahir | 156.6
Torque Wrench | TORQUE WRENCH | Sendi Mahir | 156.6
Standard Weights | OTHERS | Sendi Mahir | 464.4
Weighing Scale | BALANCE | Multitech | 108
Infrared Thermometer | THERMOMETER | Sendi Mahir | 216
Digital Angle Protractor | PROTRACTOR | Trescal | 394.2
Impact Hammer | OTHERS | WEST CALDWELL | 6040
Uniaxial Accelerometer | ACCELEROMETER | WEST CALDWELL | 1360
Uniaxial Accelerometer | ACCELEROMETER | WEST CALDWELL | 1360
Pen pH Meter | OTHERS | Trescal | 376.92
Digital Hardness Tester Type A | HARDNESS TESTER | Sendi Mahir | 149.04
Hardness Tester Type A | HARDNESS TESTER | Sendi Mahir | 149.04
Hardness Tester Type C | HARDNESS TESTER | Sendi Mahir | 149.04
Torque Tightening Tools | TORQUE TOOL | Indpro | 216
Torque Tightening Tools | TORQUE TOOL | Indpro | 216
Off Center Load Cell | BALANCE | Sendi Mahir | 162
Off Center Load Cell | BALANCE | Sendi Mahir | 162
Digital Indicator (depth) | DEPTH GAUGE | Sendi Mahir | 54
Torque Tightening Tools | TORQUE TOOL | Indpro | 2160
Source Meter | RESISTANCE METER | Sendi Mahir | 259.2
Force Gauge | FORCE GAUGE | Sendi Mahir | 86.4
Force Gauge | FORCE GAUGE | Sendi Mahir | 86.4
Torque Wrench | TORQUE WRENCH | Sendi Mahir | 156.6
Torque Tightening Tools | TORQUE TOOL | Indpro | 2160
Data Logger | OTHERS | Sendi Mahir | 259.2
Thermometer with thermocouple | THERMOMETER | Sendi Mahir | 118.8

## Calibration
Cal Ref No. | Equipment Description | Manufacturer | Model | S/N | Range | Accuracy | Location | Owner | Cal Freq (month) | Cal by | Accredit | Scope | Last Cal Date | Next Cal 1 Date | Cal Status | Item Status | Remarks | Area | Cal. Cost | AMA/AMB | Equipment Type
C10 | Digital Caliper | Mitutoyo | CD-6" CS | 0402798 | 0 - 150 mm | ± 0.05mm | Test Lab | Test Lab | 12 | Sendi Mahir | SAMM | MS ISO/IEC 17025 | 2025-10-29 | 2026-10-29 |  | Active |  | Test Lab | 37.8 | AMB | CALIPER
C11 | Digital Caliper | Mitutoyo | CD-6" CS | 0402800 | 0 - 150 mm | ± 0.05mm | Test Lab | Test Lab | 12 | Sendi Mahir | SAMM | MS ISO/IEC 17025 | 2025-09-22 | 2026-09-22 |  | Active |  | Test Lab | 37.8 | AMB | CALIPER
C12 | Digital Caliper | Mitutoyo | CD-6" CS | 0464008 | 0 - 150 mm | ± 0.05mm | Test Lab | Test Lab | 12 | Sendi Mahir | SAMM | MS ISO/IEC 17025 | 2025-10-29 | 2026-10-29 |  | Active |  | Test Lab | 37.8 | AMB | CALIPER
C13 | Digital Caliper | Mitutoyo | CD-6" CS | 0521952 | 0 - 150 mm | ± 0.05mm | Test Lab | Test Lab | 12 | Sendi Mahir | SAMM | MS ISO/IEC 17025 | 2025-11-07 | 2026-11-07 |  | Active |  | Test Lab | 37.8 | AMB | CALIPER
C32 | Digital Caliper | Mitutoyo | NTD14-8"C | 0000183 | 0 - 200 mm | ± 0.05mm | Test Lab | Test Lab | 12 | Sendi Mahir | SAMM | MS ISO/IEC 17025 | 2026-01-30 | 2027-01-30 |  | Active |  | Test Lab | 37.8 | AMA | CALIPER
C577 | Balance Scale | AND | FX-300I | 15618587 | 0-300g | ±1% | IQA | Siti | 12 | Multitech | SAMM | MS ISO/IEC 17025 | 2025-09-02 | 2026-09-02 |  | Active |  | Test Lab | 108 | AMB | BALANCE
C46 | Protractor | SK | - | SK N019 | 0 - 180º | ± 0.5º | Test Lab | Lab | 12 | Trescal | SAMM | MS ISO/IEC 17025 | 2026-04-23 | 2027-04-23 |  | Active |  | Test Lab | 187.92 | AMB | PROTRACTOR
C275 | Counting Scale | Excell | ACH-6 | A06217103 | 6 kg | ± 0.1kg | R&D | SY Gan | 12 | Multitech | SAMM | MS ISO/IEC 17025 | 2025-07-08 | 2026-07-08 |  | Active | pending cert | R&D | 108 | AMB | BALANCE
C280 | Counting Scale | Excell | ACH-30 | A06217096 | 30 kg | ± 0.5kg | Test Lab | Test Lab | 12 | Multitech | SAMM | MS ISO/IEC 17025 | 2025-07-08 | 2026-07-08 |  | Active |  | Test Lab | 108 | AMB | BALANCE
C529 | Counting Scale | DIGI | DC-782 | 10387201 | 0 - 5.0kg | ±1% | IQA | Siti | 12 | Multitech | SAMM | MS ISO/IEC 17025 | 2026-03-04 | 2027-03-04 |  | Active |  | QA | 108 | AMA | BALANCE
C57 | Hardness Tester | Matsuzawa | MRK-M2 | 05042384 | HRB/HRC | ISO 6508-2 Grade 2 | Test Lab (TL28) | Test Lab | 12 | Sendi Mahir | SAMM | MS ISO/IEC 17025 | 2025-07-02 | 2026-07-02 |  | Active | waiting cert | Test Lab | 702 | AMB | HARDNESS TESTER
C253 | Crane Scale | DIGI | OCS | 05723717 | 1000kg | ± 0.2kg | Test Lab | Test Lab | 24 | Multitech | SAMM | MS ISO/IEC 17025 | 2024-07-31 | 2026-07-31 |  | Active | extend due to low freq usage and stability | Test Lab | 1272 | AMB | BALANCE
C61 | Torque Wrench (Dial) | Tohnichi | 900 DB3 | 304140J | 0 - 900 kgfcm | ± 3.0% | QA | STLim | 12 | Sendi Mahir | SAMM | MS ISO/IEC 17025 | 2025-08-06 | 2026-08-06 |  | Active |  | QA | 156.6 | AMA | TORQUE WRENCH
C447 | Dansa Gauge | Swan | C1-2010 | SM11136458 | 10mm | ± 0.1mm | IQA | Siti | 12 | Sendi Mahir | SAMM | MS ISO/IEC 17025 | 2025-08-05 | 2026-08-05 |  | Active | sent out | QA | 64.8 | AMA | DANSA GAUGE
C64 | Gauge Block (T-Carbide) | OPUS | L0315902 | 00300P | 3.1 - 100 mm | ± 5μm | Test Lab | Test Lab | 12 | Sendi Mahir | SAMM | MS ISO/IEC 17025 | 2026-03-10 | 2027-03-10 |  | Active | to include price quote for ring block | Test Lab | 237.6 | AMB | GAUGE BLOCK
C147 | Data Acquisition Module | DTS | TDAS PRO SIM | DM 0907 | - | ± 1% | Test Lab (TL38) | Test Lab | 24 | DTS | OEM | MS ISO/IEC 17025 | 2024-02-27 | 2026-02-27 | Cal Out | Active | ERF | Test Lab | 5800 | AMA | DATA ACQUISITION
C151 | Data Acquisition Module | DTS | TDAS PRO SIM | DM 0927 | - | ± 1% | Test Lab (TL38) | Test Lab | 24 | DTS | OEM | MS ISO/IEC 17025 | 2024-02-27 | 2026-02-27 | Cal Out | Active | (NOT TO BE SUBJECTED TO ACCELERATION/VIBRATION) | Test Lab | 5800 | AMA | DATA ACQUISITION
C383 | Data Acquisition Module | DTS | TDAS PRO SIM | DM 1476 | - | ± 1% | Test Lab (TL38) | Test Lab | 24 | DTS | OEM | MS ISO/IEC 17025 | 2024-11-18 | 2026-11-18 |  | Active |  | Test Lab | 5800 | AMA | DATA ACQUISITION
C384 | Data Acquisition Module | DTS | TDAS PRO SIM | DM 1477 | - | ± 1% | Test Lab (TL38) | Test Lab | 24 | DTS | OEM | MS ISO/IEC 17025 | 2026-01-07 | 2028-01-07 |  | Active |  | Test Lab | 5800 | AMB | DATA ACQUISITION
C385 | Data Acquisition Module | DTS | TDAS PRO SIM | DM 1478 | - | ± 1% | Test Lab (TL38) | Test Lab | 24 | DTS | OEM | MS ISO/IEC 17025 | 2024-11-18 | 2026-11-18 |  | Active |  | Test Lab | 5800 | AMA | DATA ACQUISITION
C386 | Data Acquisition Module | DTS | TDAS PRO SIM | DM 1479 | - | ± 1% | Test Lab (TL38) | Test Lab | 24 | DTS | OEM | MS ISO/IEC 17025 | 2026-01-07 | 2028-01-07 |  | Active | will send out in Nov together with other items | Test Lab | 5800 | AMB | DATA ACQUISITION
C387 | Data Acquisition Module | DTS | TDAS PRO SIM | DM 1480 | - | ± 1% | Test Lab (TL38) | Test Lab | 24 | DTS | OEM | MS ISO/IEC 17025 | 2023-12-06 | 2025-12-06 | Cal Out | Active | will send out Feb 2026 | Test Lab | 5800 | AMB | DATA ACQUISITION
C68 | Profile Projector | Mitutoyo | PJ-311 | 550101 | x100mm / y50mm | 3+L/10 μm | Test Lab (TL27) | Test Lab | 12 | Mitutoyo | SAMM | MS ISO/IEC 17025 | 2025-06-30 | 2026-06-30 |  | Active |  | Test Lab | 551 | AMA | OTHERS
C80 | Granite Surface Plate | Taekeong | - | TK 96154 | 600mm x 600mm x 130mm | ± 0.003 mm local ± 0.005 mm overall | Test Lab (TL52) | Test Lab | 12 | Sendi Mahir | SAMM | MS ISO/IEC 17025 | 2026-05-11 | 2027-05-11 |  | Active |  | Test Lab | 345.6 | AMB | OTHERS
C86 | Torque Wrench | Tohnichi | QL100N | 099046Q | 0 - 100 kgfcm | ± 5.0% | QA | S.T Lim | 12 | Sendi Mahir | SAMM | MS ISO/IEC 17025 | 2025-08-05 | 2026-08-05 |  | Active |  | QA | 156.6 | AMA | TORQUE WRENCH
C159 | Torque Wrench | Tohnichi | DB- 100N | 305910R | 0-100 N.m | ± 5% | Test Lab | Test Lab | 12 | Sendi Mahir | SAMM | MS ISO/IEC 17025 | 2025-08-06 | 2026-08-06 |  | Active |  | Test Lab | 156.6 | AMA | TORQUE WRENCH
C216 | Torque Wrench | Tohnichi | 1800DB3-S | 325337T | 0 - 1800kgf-cm | ± 5% | Test Lab | Test Lab | 12 | Sendi Mahir | SAMM | MS ISO/IEC 17025 | 2025-06-13 | 2026-06-13 |  | Active |  | Test Lab | 156.6 | AMB | TORQUE WRENCH
C250 | Torque Wrench | Tohnichi | QL100N | 118227U | 0-100 N.m | ± 5% | Test Lab | Test Lab | 12 | Sendi Mahir | SAMM | MS ISO/IEC 17025 | 2025-12-05 | 2026-12-05 |  | Active |  | Test Lab | 156.6 | AMB | TORQUE WRENCH
C259 | Torque Wrench | Tohnichi | QL100N | 118226U | 0-100 N.m | ± 5% | R&D | Rofi | 12 | Sendi Mahir | SAMM | MS ISO/IEC 17025 | 2026-03-02 | 2027-03-02 |  | Active |  | R&D | 156.6 | AMA | TORQUE WRENCH
C412 | Torque Wrench | Tohnichi | DB6N4-S | 306711Z | 0-6Nm | ± 5% | IQA | Siti | 12 | Sendi Mahir | SAMM | MS ISO/IEC 17025 | 2025-10-14 | 2026-10-14 |  | Active | calibration failed anticlockwise at 6Nm (correction -0.5Nm) | QA | 156.6 | AMA | TORQUE WRENCH
C528 | Torque Wrench | Tohnichi | DB50N-S | 308336Z | 0 - 50 Nm | ± 5% | Test Lab | Test Lab | 12 | Sendi mahir | SAMM | MS ISO/IEC 17025 | 2026-03-04 | 2027-03-04 |  | Active |  | Test Lab | 156.6 | AMA | TORQUE WRENCH
C90 | Tensile Machine (5-Ton Load Cell) | T-Machine | TMJ-9102 | 3177 | 0 - 5000 kgf | ± 1% | Test Lab (TL24) | Test Lab | 12 | Trescal | OEM | MS ISO/IEC 17025 | 2025-10-21 | 2026-10-21 |  | Active |  | Test Lab | 471.96 | AMB | TENSILE
C107 | VC Accelerometer | Endevco | 7290A-10 | AM3J7 | 0 - 10.0g | ± 1.2% at 100Hz | Test Lab (TL14) | Ramesh | 24 | Autoliv Sweden AB | SWEDAC | MS ISO/IEC 17025 | 2025-01-17 | 2027-01-17 |  | Active | sent out to NMIM | Test Lab | 500 | AMB | ACCELEROMETER
C153 | VC Accelerometer | Entran | EGCS-DISM-100-1L3M | S03654 | 100g | ±1%F.S | Test Lab (TL38) | Test Lab | 24 | Autoliv Sweden AB | SWEDAC | MS ISO/IEC 17025 | 2025-01-17 | 2027-01-17 |  | Active | sent out | Test Lab | 500 | AMB | ACCELEROMETER
C109 | Hot Chamber | Elite | - | SJS 904 | RH25%-95%/-40to100c | ±5%RH & ± 2°C | Test Lab (TL32) | Test Lab | 12 | Trescal | SAMM | MS ISO/IEC 17025 | 2025-07-04 | 2026-07-04 |  | Active |  | Test Lab | 430.92 | AMA | OVEN
C110 | Rubber Hardness Tester | Teclock | GS-706G | 22626 | 0-100unit / 55-855gf | ± 1 unit | PDI | Azlina | 12 | Sendi Mahir | SAMM | MS ISO/IEC 17025 | 2025-08-01 | 2026-08-01 |  | Active |  | PDI | 149.04 | AMA | HARDNESS TESTER
C120 | Surface Resistance Checker | Tako | SRM-110 | 20051586 | - | ± 10% | SRS | Iswari | 12 | Sendi Mahir | SAMM | MS ISO/IEC 17025 | 2024-09-12 | 2025-09-12 | Cal Out | Active |  | SRS | 259.2 | AMA | OTHERS
C138 | Thermometer with thermocouple | Delta OHM | HD8501H | 2402981798 | -50to150°C | ±0.5°C | Test Lab | Lab | 12 | Sendi Mahir | SAMM | MS ISO/IEC 17025 | 2025-05-23 | 2026-05-23 | Cal Out | Active |  | Test Lab | 118.8 | AMB | THERMOMETER
C142 | Torque Driver | Torqueleader | QS6FH | 6GB029323 | 1.9Nm | ± 5% | Buckle Assy (B8) | Siti Shahira (Erra) | 12 | Sendi Mahir | SAMM | MS ISO/IEC 17025 | 2025-05-26 | 2026-05-26 | Cal Due | Active | SPARE UNIT | Safety | 156.6 | AMB | TORQUE DRIVER
C498 | Torque Driver | Torqueleader | QUICKSET | 6AK004068 | 1.9Nm | ± 6% | Buckle Assy (B6/B7) | Mariayee | 12 | Sendi Mahir | SAMM | MS ISO/IEC 17025 | 2026-02-04 | 2027-02-04 |  | Active |  | Safety | 156.6 | AMB | TORQUE DRIVER
C148 | Time Output Module | DTS | TDAS PRO TOM | TOM 042 | - | ± 1% | Test Lab (TL38) | Test Lab | 36 | DTS | OEM | MS ISO/IEC 17025 | 2026-01-07 | 2029-01-07 |  | Active | linear impactor | Test Lab | 5700 | AMA | DATA ACQUISITION
C431 | Time Output Module | DTS | TDAS PRO TOM | TOM 255 | - | ± 1% | Test Lab (TL38) | Test Lab | 36 | DTS | OEM | MS ISO/IEC 17025 | 2024-03-04 | 2027-03-04 |  | Active | airbag | Test Lab | 5700 | AMA | DATA ACQUISITION
C468 | Time Output Module | DTS | TDAS PRO TOM | TOM 291 | - | ±1% | Test Lab (TL38) | Test Lab | 36 | DTS | OEM | MS ISO/IEC 17025 | 2023-12-06 | 2026-12-06 |  | Active | sled | Test Lab | 5700 | AMB | DATA ACQUISITION
C464 | Digital Phosphor Oscilloscope | Tektronix | DPO3034 | C010720 | - | refer OEM cert | Test Lab | Test Lab | 12 | Trescal | OEM | MS ISO/IEC 17025 | 2025-09-29 | 2026-09-29 |  | Active |  | R&D | 714.96 | AMB | OTHERS
C149 | Rack System | DTS | TDAS PRO R8 | DR 0182 | - | - | Test Lab (TL38) | Test Lab | 24 | DTS | OEM | MS ISO/IEC 17025 | 2026-01-08 | 2028-01-08 |  | Active |  | Test Lab | 1700 | AMA | DATA ACQUISITION
C382 | Rack System | DTS | TDAS PRO R8 | DR 0346 | - | - | Test Lab (TL38) | Test Lab | 24 | DTS | OEM | MS ISO/IEC 17025 | 2025-07-08 | 2027-07-08 |  | Active | sled | Test Lab | 1700 | AMB | DATA ACQUISITION
C209 | Digital Pressure Indicator | Druck | DPI-705 | DPI 705 2416/99-4 | 0-7 bar | ± 2% | Test Lab | Test Lab | 12 | Sendi Mahir | SAMM | MS ISO/IEC 17025 | 2025-09-26 | 2026-09-26 |  | Active |  | Test Lab | 183.6 | AMA | OTHERS
C517 | Digital Thermo-Anemometer | CEM | DT-618 | 11032396 | 45m/s, 60C | ± 3% for air speed, ± 2.0°C | SRS | Jafry | 12 | Sendi mahir | SAMM | MS ISO/IEC 17025 | 2026-01-20 | 2027-01-20 |  | Active | (user range 3-5m/s) | SRS | 345.6 | AMA | OTHERS
C459 | Digital protractor | Mitutoyo | PRO 360 | 950 315 | 0 ~ 90o | ±0.5o | Test Lab | Test Lab | 12 | Trescal | SAMM | MS ISO/IEC 17025 | 2025-09-25 | 2026-09-25 |  | Active |  | Test Lab | 173.88 | AMB | PROTRACTOR
C160 | Temp. & Humid. Chamber (B) | T-Machine | TMJ-9712 | T-12-031116 | -40°C to 150°C | T:±2oC ; RH:±5% | Test Lab (TL41) | Test Lab | 12 | Trescal | SAMM | MS ISO/IEC 17025 | 2026-01-06 | 2027-01-06 |  | Active |  | Test Lab | 1166.4 | AMA | HUMIDITY CHAMBER
C348 | Force Gauge | IMADA | DS2-1000N | 211144 | 0 ~ 100 kgf | ± 5.0% | Belt Assy | B3 | 12 | Sendi Mahir | SAMM | MS ISO/IEC 17025 | 2025-07-15 | 2026-07-15 |  | Active |  | Safety | 86.4 | AMB | FORCE GAUGE
C393 | Force Gauge | IMADA | FB | 241420 | 0-50kgf | ± 3% | IQA | Siti | 12 | Sendi Mahir | SAMM | MS ISO/IEC 17025 | 2025-08-05 | 2026-08-05 |  | Active |  | QA | 86.4 | AMB | FORCE GAUGE
C538 | Force Gauge | IMADA | DS2-1000N | 313161 | 0 ~ 100 kgf | ± 5.0% | Production Safety | Fauzi | 12 | Sendi Mahir | SAMM | MS ISO/IEC 17025 | 2025-09-25 | 2026-09-25 |  | Active |  | Safety | 86.4 | AMB | FORCE GAUGE
C539 | Force Gauge | IMADA | DS2-1000N | 314170 | 0 ~ 100 kgf | ± 5.0% | A6 | Fauzi | 12 | Sendi Mahir | SAMM | MS ISO/IEC 17025 | 2026-02-05 | 2027-02-05 |  | Active |  | Safety | 86.4 | AMB | FORCE GAUGE
C540 | Force Gauge | IMADA | DS2-1000N | 314675 | 0 ~ 100 kgf | ± 5.0% | B3 | Fauzi | 12 | Sendi Mahir | SAMM | MS ISO/IEC 17025 | 2026-03-02 | 2027-03-02 |  | Active |  | Safety | 86.4 | AMB | FORCE GAUGE
C562 | Force Gauge | IMADA | DS2-1000N | 320404 | 0~1000N | ±5% | Maintenance (B1) BPT 01 | Lingam | 12 | Sendi Mahir | SAMM | MS ISO/IEC 17025 | 2025-07-15 | 2026-07-15 |  | Active |  | Safety | 86.4 | AMB | FORCE GAUGE
C563 | Force Gauge | IMADA | DS2-1000N | 317062 | 0~1000N | ±0.5% | Maintenance (full test area BELT) | Lingam | 12 | Sendi Mahir | SAMM | MS ISO/IEC 17025 | 2025-09-25 | 2026-09-25 |  | Active |  | Safety | 86.4 | AMB | FORCE GAUGE
C184 | Salt Spray Machine | T-MACHINE | TMJ - 9701 | T-01-120806 | 0 - 35°C | ± 5°C | Test Lab | Test Lab | 12 | Trescal | SAMM | MS ISO/IEC 17025 | 2025-05-29 | 2026-05-29 | Cal Due | Active |  | Test Lab | 410.4 | AMB | OTHERS
C470 | Gauge Block | Mitutoyo | - | 100192 | 12.5 - 300mm | ±5μm | Test Lab | Test Lab | 12 | Sendi Mahir | SAMM | MS ISO/IEC 17025 | 2025-09-22 | 2026-09-22 |  | Active |  | Test Lab | 151.2 | AMB | GAUGE BLOCK
C471 | Gauge Block | Mitutoyo | - | 110480 | 12.5 - 150mm | ±5μm | Test Lab | Test Lab | 12 | Sendi Mahir | SAMM | MS ISO/IEC 17025 | 2025-09-23 | 2026-09-23 |  | Active |  | Test Lab | 108 | AMB | GAUGE BLOCK
C192 | Multimeter | Fluke | 45 | 8644040 | - | refer OEM cert | Test Lab | Test Lab | 24 | Sendi Mahir | SAMM | MS ISO/IEC 17025 | 2025-01-06 | 2027-01-06 |  | Active |  | Test Lab | 259.2 | AMA | MULTIMETER
C217 | Micro Meter | Mitutoyo | OMC-6"DM | 103042 | 0 - 6" | ±0.005mm | Test Lab | Test Lab | 24 | Sendi Mahir | SAMM | MS ISO/IEC 17025 | 2024-08-02 | 2026-08-02 |  | Active |  | Test Lab | 54 | AMA | OTHERS
C223 | Pin Gauge | Aditya | - | 3090 | 1.00 - 4.00 | ± 0.005mm | IQA | Siti | 12 | Sendi Mahir | SAMM | MS ISO/IEC 17025 | 2026-03-25 | 2027-03-25 |  | Active |  | QA | 183.6 | AMA | PIN GAUGE
C315 | Pin Gauge | TC | MM-1+ | 302217 | 1.550 - 6.275 | ± 0.005mm | IQA | Siti | 12 | Sendi Mahir | SAMM | MS ISO/IEC 17025 | 2026-01-29 | 2027-01-29 |  | Active |  | QA | 270 | AMA | PIN GAUGE
C254 | Melt Flow Indexer | Dynisco | D4002HV | 410204102125 | - | ASTM D1238 | Test Lab | Test Lab | 12 | Sendi Mahir | SAMM | MS ISO/IEC 17025 | 2025-06-13 | 2026-06-13 |  | Active |  | Test Lab | 421.2 | AMA | OTHERS
C513 | Infrared Thermometer | Dostmann | SCAN TEMP 385 | E0112044837 | (-35°C) - (+85°C) | ±2% or ±2°C whichever higher | Test Lab | Test Lab | 12 | Sendi Mahir | SAMM | MS ISO/IEC 17025 | 2025-05-23 | 2026-05-23 | Cal Out | Active |  | Test Lab | 216 | AMA | THERMOMETER
C310 | Platform Scale | DIGI | DI-1100 | 06709056 | 100kg | ± 30gm | SRS (Paint Shop) | Roshidi | 12 | Multitech | SAMM | MS ISO/IEC 17025 | 2025-09-02 | 2026-09-02 |  | Active |  | SRS | 108 | AMA | BALANCE
C534 | Load Cell | Futek | LSB303 | 250263 | 0 ~ 100lb | ± 1% | Test Lab | Test Lab | 12 | Trescal | SAMM | MS ISO/IEC 17025 | 2025-10-21 | 2026-10-21 |  | Active |  | Test Lab | 402.84 | AMA | LOAD CELL
C532 | Micro Tri-Gloss | BYK Gardner | 4430 | 1022840 | 0 ~ 1.0 DE | ± 1 GU | IQA | Siti | 12 | Plasmost | OEM | MS ISO/IEC 17025 | 2025-11-04 | 2026-11-04 |  | Active | BYK Gardner | QA | 788.4 | AMB | OTHERS
C406 | Sound Measurement (DA) | B & K | TYPE 3050-A-040 | 100139 | - | - | Test Lab | Test Lab | 36 | First Instrument | OEM | MS ISO/IEC 17025 | 2025-05-06 | 2028-05-06 |  | Active | send to B&K German | Test Lab | 6330 | AMA | DATA ACQUISITION
C407 | Sound Measurement (Mic) | B & K | TYPE 4938-WB1418 | 2639824 | 4Hz - 70kHz | ±0.2 dB | Test Lab | Test Lab | 36 | First Instrument | OEM | MS ISO/IEC 17025 | 2025-03-03 | 2028-03-03 |  | Active | send to US | Test Lab | 2730 | AMA | OTHERS
C438 | Temp. & Humid. Chamber (S) | T-Machine | TMJ-9712B | T-12-100603 | -40°C to 150°C | T:±2oC ; H:±5% | Test Lab (TL65) | Test Lab | 12 | Trescal | SAMM | MS ISO/IEC 17025 | 2025-10-22 | 2026-10-22 |  | Active |  | Test Lab | 1117.8 | AMA | HUMIDITY CHAMBER
C440 | Weighing Scale | DIGI | DS-673 | 07530478 | 0.01 ~ 3 kg | ±1% | SRS (PU Line) | Sopian | 12 | Multitech | SAMM | MS ISO/IEC 17025 | 2026-03-04 | 2027-03-04 |  | Active |  | SRS | 108 | AMA | BALANCE
C455 | Weighing Scale | DIGI | DS-673 | 10337722 | 0 ~ 3000 g | ±1% | SRS (PU Line) | Asmawati | 12 | Multitech | SAMM | MS ISO/IEC 17025 | 2025-09-02 | 2026-09-02 |  | Active |  | SRS | 108 | AMA | BALANCE
C456 | Weighing Scale | DIGI | DS-673 | 10337723 | 0 ~ 3000 g | ±1% | SRS (PU Line) | Asmawati | 12 | Multitech | SAMM | MS ISO/IEC 17025 | 2025-09-02 | 2026-09-02 |  | Active |  | SRS | 108 | AMA | BALANCE
C488 | Radius Gauge | Fuji Tool | 178MB | L047041 | 15.0mm | ±1mm | IQA | Siti | 12 | Sendi Mahir | SAMM | MS ISO/IEC 17025 | 2026-05-04 | 2027-05-04 |  | Active |  | QA | 83.16 | AMA | RADIUS GAUGE
C489 | Radius Gauge | Fuji Tool | 178MA | L0473040 | 7.0mm | ±1mm | IQA | Siti | 12 | Sendi Mahir | SAMM | MS ISO/IEC 17025 | 2026-05-04 | 2027-05-04 |  | Active |  | QA | 83.16 | AMA | RADIUS GAUGE
C490 | Radius Gauge | Fuji Tool | 178MD | L0473038 | 30.0mm | ±1mm | IQA | Siti | 12 | Sendi Mahir | SAMM | MS ISO/IEC 17025 | 2026-05-04 | 2027-05-04 |  | Active |  | QA | 83.16 | AMA | RADIUS GAUGE
C491 | Radius Gauge | Fuji Tool | 178MR | L0473039 | 25.0mm | ±1mm | IQA | Siti | 12 | Sendi Mahir | SAMM | MS ISO/IEC 17025 | 2026-05-04 | 2027-05-04 |  | Active |  | QA | 83.16 | AMA | RADIUS GAUGE
C545 | Radius Gauge | Fuji Tool | - | 178MA | 1-7mm | ± 0.1mm | PDI | Indra Rani | 12 | Sendi Mahir | SAMM | MS ISO/IEC 17025 | 2025-08-05 | 2026-08-05 |  | Active | sent out | PDI | 83.16 | AMA | RADIUS GAUGE
C483 | Screw Ring Gauge | Lehren | LEHREN | SM12207773 | M4x0.7-6g | Go & No Go | IQA | Siti | 12 | Sendi Mahir | SAMM | MS ISO/IEC 17025 | 2025-05-20 | 2026-05-20 | Cal Out | Active |  | QA | 43.2 | AMB | RING GAUGE
C484 | Screw Ring Gauge | Lehren | LEHREN | SM12207774 | M5x0.5-6g | Go & No Go | IQA | Siti | 12 | Sendi Mahir | SAMM | MS ISO/IEC 17025 | 2025-05-20 | 2026-05-20 | Cal Out | Active |  | QA | 43.2 | AMB | RING GAUGE
C485 | Screw Ring Gauge | Lehren | LEHREN | SM12207771 | M6x1.0-6g | Go & No Go | IQA | Siti | 12 | Sendi Mahir | SAMM | MS ISO/IEC 17025 | 2025-05-20 | 2026-05-20 | Cal Out | Active |  | QA | 43.2 | AMB | RING GAUGE
C480 | Thread Plug Gauge | Lehren | LEHREN | SM12207772 | M5x0.8-6H | Go & No Go | IQA | Siti | 12 | Sendi Mahir | SAMM | MS ISO/IEC 17025 | 2025-05-20 | 2026-05-20 | Cal Out | Active |  | QA | 43.2 | AMB | RING GAUGE
C481 | Thread Plug Gauge | Lehren | LEHREN | SM12207776 | M4x0.7-6H | Go & No Go | IQA | Siti | 12 | Sendi Mahir | SAMM | MS ISO/IEC 17025 | 2025-05-20 | 2026-05-20 | Cal Out | Active |  | QA | 43.2 | AMB | RING GAUGE
C482 | Thread Plug Gauge | Lehren | LEHREN | SM12207775 | M6x1.0-6H | Go & No Go | IQA | Siti | 12 | Sendi Mahir | SAMM | MS ISO/IEC 17025 | 2025-05-20 | 2026-05-20 | Cal Out | Active |  | QA | 43.2 | AMB | RING GAUGE
C492 | Torque Tightening | Atlas Copco | D313-DL / ETD DL21-10-106-PS | B3630041 / E3610723 | 8.0±1Nm | ±7.5% | DAB Line 5 | E.P Lim | 12 | Indpro | OEM | MS ISO/IEC 17025 | 2025-06-30 | 2026-06-30 |  | Active |  | SRS | 2160 | AMA | TORQUE TOOL
C535 | Torque Tightening | Atlas Copco | EBL 20 | A1249 | 0.5 - 1.0Nm | ± 15% | PU Line (P6/P3) | Supian | 12 | Indpro | SAMM | MS ISO/IEC 17025 | 2025-07-14 | 2026-07-14 |  | Active |  | SRS | 216 | AMA | TORQUE TOOL
C536 | Torque Tightening | Atlas Copco | LUM10PR05 | A3712135 | 0.5 - 0.8 Nm | ± 15% | Assembly (D54T) Leather | Iswari | 12 | Indpro | SAMM | MS ISO/IEC 17025 | 2025-07-14 | 2026-07-14 |  | Active |  | SRS | 216 | AMA | TORQUE TOOL
C546 | Taper Gauge | Kennedy | KEN-518-1320K | - | 1-15mm | ± 0.1mm | PDI | Indra Rani | 12 | Trescal | SAMM | MS ISO/IEC 17025 | 2025-08-20 | 2026-08-20 |  | Active | Scope: Dimensional (Geometric Measurement - contact method) | PDI | 89.64 | AMA | TAPER GAUGE
C547 | Taper Gauge | SK | NO. 700 | - | 1-15mm | ± 0.1mm | PDI | Indra Rani | 12 | Trescal | SAMM | MS ISO/IEC 17025 | 2025-06-03 | 2026-06-03 | Cal Due | Active | Scope: Dimensional No 39 (Geometric Measurement - contact method) | PDI | 89.64 | AMA | TAPER GAUGE
C552 | Taper Gauge | SIC | NO. 700S | SM14366190 | 15mm | ± 0.05mm | PDI | Indra Rani | 12 | Trescal | SAMM | MS ISO/IEC 17025 | 2025-08-20 | 2026-08-20 |  | Active | Scope: Dimensional (Geometric Measurement - contact method) | PDI | 89.64 | AMA | TAPER GAUGE
C556 | Taper Gauge | Kennedy | KEN-518-1320K | SM14372360 | 15mm | ± 0.05mm | IQA | Siti | 12 | Trescal | SAMM | MS ISO/IEC 17025 | 2025-09-27 | 2026-09-27 |  | Active | Scope: Dimensional (Geometric Measurement - contact method) | QA | 89.64 | AMB | TAPER GAUGE
C579 | Center 309 Datalogger | CENTER | SE309 | 130601078 | - | ±0.3%+1˚ C | PU Line | Lai Ngan Wei | 12 | Sendi Mahir | SAMM | MS ISO/IEC 17025 | 2025-05-23 | 2026-05-23 | Cal Out | Active |  | SRS | 97.2 | AMA | THERMOMETER
C581 | Digital protractor | Mitutoyo | PRO 360 | 14030180 | 0 ~ 90º | ±0.5o | Test Lab | Test Lab | 12 | Trescal | SAMM | MS ISO/IEC 17025 | 2026-04-01 | 2027-04-01 |  | Active |  | Test Lab | 173.88 | AMA | PROTRACTOR
C584 | Torque Tightening | Atlas Copco | D313-DL / ETD-DL21-01-106-PS | B4440021 / E4521013 | 1Nm | ± 7.5% | B11 | Lingam | 12 | Indpro | SAMM | MS ISO/IEC 17025 | 2025-08-13 | 2026-08-13 |  | Active |  | Safety | 2160 | AMB | TORQUE TOOL
C591 | Torque Tightening | Atlas Copco | PF4002-SL / ETD-SL21-10-106-PS | B242007 / A6431469 | 7Nm | ±5% | PAB Flexi Line 5 | E.P Lim | 12 | Indpro | SAMM | MS ISO/IEC 17025 | 2025-07-01 | 2026-07-01 |  | Active |  | SRS | 2160 | AMA | TORQUE TOOL
C594 | Torque Tightening | Atlas Copco | SB015-AB-S4QD | 28494 | 0.5 - 1.0Nm | ±10% | Assembly (D54-Rework) | Supian | 12 | Indpro | SAMM | MS ISO/IEC 17025 | 2025-07-14 | 2026-07-14 |  | Active |  | SRS | 216 | AMA | TORQUE TOOL
C595 | Torque Tightening | Atlas Copco | SB015-AB-S4QD | 28495 | 1.25 - 1.75 Nm | ±10% | Assembly (D54-Rework) | Supian | 12 | Indpro | SAMM | MS ISO/IEC 17025 | 2025-07-14 | 2026-07-14 |  | Active |  | SRS | 216 | AMA | TORQUE TOOL
C597 | Torque Tightening | Atlas Copco | RP2003 (SPARE) | 28493 | 0.5 - 0.8 Nm | ±10% | DAB Flexi Line 1 | E.P Lim | 12 | Indpro | SAMM | MS ISO/IEC 17025 | 2025-07-14 | 2026-07-14 |  | Active | torque set 1.5Nm (rework) | SRS | 216 | AMA | TORQUE TOOL
C604 | Pin Gauge | SK | SKAH-2 | C603 | 3.5 - 6mm | ± 0.005mm | PDI | Azlina | 12 | Sendi mahir | SAMM | MS ISO/IEC 17025 | 2025-05-20 | 2026-05-20 | Cal Out | Active |  | PDI | 48.6 | AMA | PIN GAUGE
C608 | Torque Driver | Torque Driver | TT50FH | 7C0100052 | 20 ~ 25 cNm | ± 6% | Buckle (B11) | Woon | 12 | Trescal | SAMM | MS ISO/IEC 17025 | 2025-09-26 | 2026-09-26 |  | Active |  | Safety | 132.84 | AMB | TORQUE DRIVER
C609 | Torque Tightening | Atlas Copco | LUM10PR05 | A7580089 | 0.5 ~ 0.8 Nm | ± 12.5% | Assy D54T (PU Line) | Supian | 12 | Indpro | SAMM | MS ISO/IEC 17025 | 2025-07-14 | 2026-07-14 |  | Active |  | SRS | 216 | AMA | TORQUE TOOL
C610 | Torque Tightening | Atlas Copco | LUM10PR05 | A7580083 | 0.5 ~ 0.8 Nm | ± 12.5% | Assy D54T (Leather) | Supian | 12 | Indpro | SAMM | MS ISO/IEC 17025 | 2025-07-14 | 2026-07-14 |  | Active |  | SRS | 216 | AMA | TORQUE TOOL
C613 | Torque Wrench | Tohnichi | DB12N4-S | 300755F | 0 - 12 Nm | ± 5% | Airbag | E.P Lim | 12 | Sendi mahir | SAMM | MS ISO/IEC 17025 | 2026-03-04 | 2027-03-04 |  | Active | user range 3 - 10Nm | SRS | 156.6 | AMA | TORQUE WRENCH
C622 | Accelerometer | Endevco | 7264C-2000 | P61454 | 2000g | ± 1% | Test Lab | Test Lab | 24 | Autoliv Sweden AB | SWEDAC | MS ISO/IEC 17025 | 2025-01-17 | 2027-01-17 |  | Active | (S/W Head Form) sent out to NMIM | Test Lab | 500 | AMA | ACCELEROMETER
C656 | Digimatic Indicator | Mitutoyo | ID-C112MB | 08622 | 0 ~ 12.7mm | ± 0.05mm | Test Lab | Test Lab | 12 | Trescal | SAMM | MS ISO/IEC 17025 | 2026-04-23 | 2027-04-23 |  | Active |  | Test Lab | 88.56 | AMB | DEPTH GAUGE
C657 | Accelerometer | Meas | M40A-0500-360 | A014276 | 500g | ± 1% | Test Lab (TL38) | Test Lab | 24 | Autoliv Sweden AB | SWEDAC | MS ISO/IEC 17025 | 2024-05-22 | 2026-05-22 | Cal Out | Active | tuffy dummy | Test Lab | 500 | AMA | ACCELEROMETER
C667 | Torque Tightening | Atlas Copco | ETD-SL21-10 / PF4002-C-HW | A7672062 / B764014 | 4±1Nm | ± 5% | DAB Line 6 | E.P Lim | 12 | Indpro | SAMM | MS ISO/IEC 17025 | 2025-06-16 | 2026-06-16 |  | Active | line dismantled, kept as spare | SRS | 2160 | AMA | TORQUE TOOL
C672 | Dansa Gauge | SK | GVG-1 | GB0400234 | -10 - +10 | ± 0.05 | IQA | Siti Norazlina | 12 | Sendi Mahir | SAMM | MS ISO/IEC 17025 | 2025-10-11 | 2026-10-11 |  | Active |  | QA | 64.8 | AMA | DANSA GAUGE
C673 | Dansa Gauge | SK | GVG-1 | GA1200196 | -10 - +10 | ± 0.05 | PDI | Azlina | 12 | Sendi Mahir | SAMM | MS ISO/IEC 17025 | 2025-10-11 | 2026-10-11 |  | Active |  | PDI | 64.8 | AMA | DANSA GAUGE
C675 | Torque Wrench (Dial) | Torqueleader | BDS80A | 0G0100445 | 29.4 - 54.6Nm | ± 5% | A0 | A0 | 12 | Sendi Mahir | SAMM | MS ISO/IEC 17025 | 2025-10-14 | 2026-10-14 |  | Active | user range >24.9Nm | Safety | 156.6 | AMB | TORQUE WRENCH
C682 | Pin Gauge | - | - | - | 5.150mm | ± 0.005mm | IQA | Siti | 12 | Sendi Mahir | SAMM | MS ISO/IEC 17025 | 2026-01-08 | 2027-01-08 |  | Active |  | QA | 48.6 | AMA | PIN GAUGE
C683 | Pin Gauge | - | - | - | 3.420mm | ± 0.005mm | IQA | Siti | 12 | Sendi Mahir | SAMM | MS ISO/IEC 17025 | 2026-01-08 | 2027-01-08 |  | Active |  | QA | 48.6 | AMA | PIN GAUGE
C684 | Pin Gauge | - | - | - | 3.245mm | ± 0.005mm | IQA | Siti | 12 | Sendi Mahir | SAMM | MS ISO/IEC 17025 | 2026-01-08 | 2027-01-08 |  | Active |  | QA | 48.6 | AMA | PIN GAUGE
C685 | Pin Gauge | - | - | - | 4.920mm | ± 0.005mm | IQA | Siti | 12 | Sendi Mahir | SAMM | MS ISO/IEC 17025 | 2026-01-08 | 2027-01-08 |  | Active |  | QA | 48.6 | AMA | PIN GAUGE
C691 | Measuring Tape | SOLA | TRI-MATIC | SM17564268 | 0-8000mm | refer OEM cert | Test Lab | Test Lab | 12 | Sendi Mahir | SAMM | MS ISO/IEC 17025 | 2026-01-29 | 2027-01-29 |  | Active |  | Test Lab | 54 | AMA | MEASURING TAPE
C692 | Temp. & Humidity Chamber | T-MACHINE | TMJ-9712B | T-12-161015 | -40° C to 150° C | ± 2.0°C, ±5%RH | Test Lab | Test Lab | 12 | Trescal | SAMM | MS ISO/IEC 17025 | 2026-02-04 | 2027-02-04 |  | Active |  | Test Lab | 1240.92 | AMB | HUMIDITY CHAMBER
C693 | Infrared Thermometer | FLUKE | 59 MAX | 36580250WS | <110°C | ± 2.0°C @ ±2.0% | Maintenance | Maintenance | 12 | Sendi Mahir | SAMM | MS ISO/IEC 17025 | 2026-03-17 | 2027-03-17 |  | Active |  | Maintenance | 216 | AMB | THERMOMETER
C288 | Torque Tightening | Atlas Copco | D312-DS7/ETD-DS7-70-13ST | B6730011/A6822428 | 29.4-54.6Nm | ± 7.5% | A0 | Ramlah | 12 | Indpro | SAMM | MS ISO/IEC 17025 | 2025-08-13 | 2026-08-13 |  | Active |  | Safety | 2160 | AMB | TORQUE TOOL
C699 | Pin Gauge | NiigaraSeiki | SKAH-1 | - | 1.000 - 3.500mm | ± 0.050mm | PDI | Azlina | 12 | Sendi mahir | SAMM | MS ISO/IEC 17025 | 2025-08-07 | 2026-08-07 |  | Active | sent out | PDI | 183.6 | AMA | PIN GAUGE
C700 | Torque Tester | CEDAR | DI-11 | 82705 | 20Nm | ± 0.5% or ± 1 digit | SRS | Yusri | 12 | Trescal | SAMM | MS ISO/IEC 17025 | 2025-09-27 | 2026-09-27 |  | Active | User range >2Nm | SRS | 536.76 | AMA | TORQUE METER
C701 | Load Cell S-Type | LCM Systems | STA-4-2000 | 78047680 | 2000kg | ± 1% | Test Lab | Test Lab | 12 | Trescal | SAMM | MS ISO/IEC 17025 | 2025-10-21 | 2026-10-21 |  | Active |  | Test Lab | 1354.32 | AMB | LOAD CELL
C702 | Taper Gauge | Kennedy | KEN-518-1320K | - | 1-15mm | ± 0.1mm | PDI | Azlina | 12 | Trescal | SAMM | MS ISO/IEC 17025 | 2025-06-03 | 2026-06-03 | Cal Due | Active | Scope: Dimensional No 39 (Geometric Measurement - contact method) | PDI | 89.64 | AMA | TAPER GAUGE
C703 | Standard Scale 50mm | Mitutoyo | 50MM | 25526 | 50mm | refer OEM cert | Test Lab | Test Lab | 12 | Trescal | SAMM | MS ISO/IEC 17025 | 2025-06-04 | 2026-06-04 | Cal Due | Active | next cycle will send to Trescal (Sendi Mahir not accredited) | SRS | 451.44 | AMA | OTHERS
C704 | Leather Softness Tester | MSA | ST300 | 17LST5812 | Hardness spec (2mm - 3.5mm) | refer OEM cert | Leather line | Su Ching Siang | 12 | GMA International |  | ISO17235 | 2025-09-17 | 2026-09-17 |  | Active | OEM cert | SRS | 1250 | AMA | OTHERS
C705 | Digital Light Meter | Kyoritsu | 5202 | 01002485 | 0.1 - 19990 | (± 5% reading or ± 4 digit) at range 20000 | Production | Lingam | 12 | Micro Precision | SAMM | MS ISO/IEC 17025 | 2025-09-09 | 2026-09-09 |  | Active | change vendor to Micro Precision (accredited) | Safety | 594 | AMA | OTHERS
C707 | Platform Scale | Zhun Sheng | MOTOCAR | - | 0-1000kg | ± 0.5% | Paint Store | SRS | 12 | Multitech | SAMM | MS ISO/IEC 17025 | 2025-07-08 | 2026-07-08 |  | Active | (measure weight for schedule waste) | Store | 1378 | AMB | BALANCE
C710 | Digital Force Gauge | IMADA | DS2-50N | 389151 | 50N | ±0.2% FS ± 1dgt | Test Lab | Test Lab | 12 | Trescal | SAMM | MS ISO/IEC 17025 | 2025-12-19 | 2026-12-19 |  | Active |  | Test Lab | 251.64 | AMB | FORCE GAUGE
C711 | Torque Tightening | Atlas Copco | ETD SL21-10-106-PS | A9420706/C938009 | 4±1 Nm | ±5% | DAB Line 11 | Yusri | 12 | Indpro | SAMM | MS ISO/IEC 17025 | 2025-06-16 | 2026-06-16 |  | Active |  | SRS | 2160 | AMA | TORQUE TOOL
C720 | Torque Tightening | Atlas Copco | QMC41-50-IO6 | B8771518 | 50cNm | ± 7.5% | B8 | Woon | 12 | Indpro | SAMM | MS ISO/IEC 17025 | 2025-08-14 | 2026-08-14 |  | Active |  | Safety | 2160 | AMB | TORQUE TOOL
C721 | Torque Tightening | Atlas Copco | QMC41-50-IO6 | B8771511 | 50cNm | ± 7.5% | B8 | Woon | 12 | Indpro | SAMM | MS ISO/IEC 17025 | 2025-08-14 | 2026-08-14 |  | Active |  | Safety | 2160 | AMB | TORQUE TOOL
C723 | Multimeter | Sanwa | CD800 | 0024093M | Refer OEM | refer OEM cert | Test Lab | Test Lab | 12 | Sendi Mahir | SAMM | MS ISO/IEC 17025 | 2025-10-17 | 2026-10-17 |  | Active |  | Test Lab | 118.8 | AMB | MULTIMETER
C724 | 6 1/2 Digital Precision Multimeter | FLUKE | 8845A | 9351007 | Refer OEM | refer OEM cert | Test Lab | Test Lab | 24 | Sendi Mahir | SAMM | MS ISO/IEC 17025 | 2025-01-28 | 2027-01-28 |  | Active | adjusted | Test Lab | 259.2 | AMA | MULTIMETER
C729 | Multimeter | FLUKE | 77 IV | 35540225 | Refer OEM | refer OEM cert | Maintenance | Maintenance | 12 | Sendi Mahir | SAMM | MS ISO/IEC 17025 | 2026-03-16 | 2027-03-16 |  | Active |  | Maintenance | 118.8 | AMB | MULTIMETER
C730 | Insulation Multimeter | FLUKE | 1587 | 16150163 | Refer OEM | refer OEM cert | Test Lab | Test Lab | 12 | Sendi Mahir | SAMM | MS ISO/IEC 17025 | 2026-03-03 | 2027-03-03 |  | Active |  | Test Lab | 324 | AMA | MULTIMETER
C733 | Accelerometer | TE Connectivity | 40A-0100-360 | A017101 | 100g | ±1%F.S | Test Lab | Test Lab | 24 | Autoliv Sweden AB | SWEDAC | MS ISO/IEC 17025 | 2024-09-24 | 2026-09-24 |  | Active |  | Test Lab | 500 | AMB | ACCELEROMETER
C734 | Accelerometer | TE Connectivity | 40A-0100-360 | A017105 | 100g | ±1%F.S | Test Lab | Test Lab | 24 | Autoliv Sweden AB | SWEDAC | MS ISO/IEC 17025 | 2024-05-22 | 2026-05-22 | Cal Out | Active | spoilt 18/11/24 | Test Lab | 500 | AMB | ACCELEROMETER
C738 | Torque Meter | CEDAR | DI-11 | 86483 | 0-20Nm | ± 5% | Airbag | Yusri | 12 | Trescal | SAMM | MS ISO/IEC 17025 | 2026-01-09 | 2027-01-09 |  | Active |  | SRS | 536.76 | AMA | TORQUE METER
C750 | Resistance Meter (Resistance Transducer) | Laurel | LI1010R6/LI1010R1 | 122718-151 | 0-20Ω / 0-2MΩ | ±10% | PAB Line 1 | SRS | 12 | Sendi Mahir | SAMM | MS ISO/IEC 17025 | 2025-01-13 | 2026-01-13 | Cal Out | Active |  | SRS | 259.2 | AMA | ELECTRICAL TEST
C751 | Torque Tightening | Atlas Copco | QMC41-50-IO6 | B0441131/B0441130 | 50cNm | ±7.5% | B12 | B12 | 12 | Indpro | SAMM | MS ISO/IEC 17025 | 2026-02-10 | 2027-02-10 |  | Active |  | Safety | 4320 | AMB | TORQUE TOOL
C755 | Torque Tightening | Atlas Copco | EBL 20 | A11800178 | 0.5-0.8Nm | ± 15% | P2-13B | PU | 12 | Indpro | SAMM | MS ISO/IEC 17025 | 2025-07-14 | 2026-07-14 |  | Active |  | SRS | 216 | AMA | TORQUE TOOL
C756 | Torque Tightening | Atlas Copco | EBL 20 | A21908897 | 0.7-1.2Nm | ± 15% | MMM RE Assy | SRS | 12 | Indpro | SAMM | MS ISO/IEC 17025 | 2025-07-14 | 2026-07-14 |  | Active | changed from 0.9 to 0.7Nm (item replaced C755 which currently under repair) | SRS | 216 | AMA | TORQUE TOOL
C764 | Pressure Sensor | Endevco | 8510C-100 | 10692 | 0-100psig | ± 1% FSO | Test Lab | Test Lab | 36 | Autoliv Sweden AB | SWEDAC | MS ISO/IEC 17025 | 2025-09-26 | 2028-09-26 |  | Active |  | Test Lab | 500 | AMA | OTHERS
C765 | Pressure Sensor | Endevco | 8510C-100 | 10642 | 0-100psig | ± 1% FSO | Test Lab | Test Lab | 36 | Autoliv Sweden AB | SWEDAC | MS ISO/IEC 17025 | 2025-09-26 | 2028-09-26 |  | Active |  | Test Lab | 500 | AMA | OTHERS
C766 | Square Rule | Shinwa | 10421 | C60914 | 300mm X 150mm | ± 0.2mm | Test Lab | Test Lab | 24 | Trescal | SAMM | MS ISO/IEC 17025 | 2025-11-17 | 2027-11-17 |  | Active |  | Test Lab | 340.2 | AMA | OTHERS
C768 | Thermohygrometer | TFA | 30.5002 | E103277 | -10 to +60°C & 10% to 99%RH | ± 1°C and ± 5%RH | Test Lab | Test Lab | 12 | Sendi Mahir | SAMM | MS ISO/IEC 17025 | 2025-12-02 | 2026-12-02 |  | Active | at airbag (RH is out of tolerance, apply correction as per calibration result) | Test Lab | 129.6 | AMA | OTHERS
C779 | Temp. & Humidity Chamber | T-MACHINE | TMJ-9712B | T-12-191113 | -40° C to 150° C, 10% to 98%RH | ± 2.0°C, ±5%RH | Test Lab | Test Lab | 12 | Trescal | SAMM | MS ISO/IEC 17025 | 2026-02-19 | 2027-02-19 |  | Active | pending cert | Test Lab | 1175.04 | AMA | HUMIDITY CHAMBER
C780 | VC Accelerometer | Endevco | 7290G-10-D-120 | EN533 | 0 - 10.0g | ± 1.0% F.S | Test lab | Test Lab | 24 | Autoliv Sweden AB | SWEDAC | MS ISO/IEC 17025 | 2024-09-24 | 2026-09-24 |  | Active |  | Test lab | 500 | AMB | ACCELEROMETER
C783 | Hardness Tester (Type-C) | Teclock | GS-701G | 50735 | 1 - 100 unit | ± 1 unit | SRS | PU Line | 12 | Sendi Mahir | SAMM | MS ISO/IEC 17025 | 2025-08-01 | 2026-08-01 |  | Active |  | SRS | 149.04 | AMA | HARDNESS TESTER
C784 | Torque Meter | CEDAR | DI-11 | 92098 | 0-20Nm | ± 5% | Airbag | Yusri | 12 | Trescal | SAMM | MS ISO/IEC 17025 | 2025-07-30 | 2026-07-30 |  | Active |  | SRS | 536.76 | AMA | TORQUE METER
C792 | Resistance Meter | HIOKI | RM3548 | 191036821 | 3mΩ - 3MΩ | ± 0.1% of reading | QA | QA | 12 | Sendi Mahir | SAMM | MS ISO/IEC 17025 | 2025-10-13 | 2026-10-13 |  | Active | Asmah | QA | 259.2 | AMA | RESISTANCE METER
C794 | Depth Gauge | Mitutoyo | 543-682B | 003698 | 0.01-12.7mm | ± 0.1mm | CAB 02 | SRS | 12 | Sendi Mahir | SAMM | MS ISO/IEC 17025 | 2025-10-08 | 2026-10-08 |  | Active |  | SRS | 64.8 | AMA | DEPTH GAUGE
C293 | Torque Tightening | Atlas Copco | QMC41-50-IO6 | B1500862 | 0.1-50cNm | ± 10% | B1 | B1 | 12 | Indpro | SAMM | MS ISO/IEC 17025 | 2025-09-11 | 2026-09-11 |  | Active | new item follow B1 existing cal. No | Safety | 2160 | AMB | TORQUE TOOL
C796 | Rack System | DTS | TDAS PRO R4 | DR 0518 | - | - | Test Lab (TL38) | Test Lab | 36 | DTS | OEM | MS ISO/IEC 17025 | 2024-02-27 | 2027-02-27 |  | Active | ERF | Test Lab | 1700 | AMB | DATA ACQUISITION
C797 | Force Gauge | IMADA | DST-1000N | 414416 | 0-1000N | ± 1% | Production Safety | Belt Assy | 12 | Sendi Mahir | SAMM | MS ISO/IEC 17025 | 2025-11-26 | 2026-11-26 |  | Active |  | Safety | 86.4 | AMB | FORCE GAUGE
C798 | Force Gauge | IMADA | DST-1000N | 439131 | 0-1000N | ± 1% | Production Safety | Belt Assy | 12 | Sendi Mahir | SAMM | MS ISO/IEC 17025 | 2025-11-26 | 2026-11-26 |  | Active |  | Safety | 86.4 | AMB | FORCE GAUGE
C799 | Laser Based Speed Meter | SABO | SM-S200-D600-V2 | PJA200117 | 35 - 65km/h | ± 1km/h | Test Lab | Sled | 24 | SABO | OEM | MS ISO/IEC 17025 | 2024-11-29 | 2026-11-29 |  | Active |  | Test Lab | 845 | AMB | OTHERS
C802 | Off Center Load Cell | Pavon Sistemi | CB17 | WH831 | 0.01 - 1000g | ± 0.5% | CAB Line 2 (SX11-RA) | Airbag | 12 | Sendi Mahir | SAMM | MS ISO/IEC 17025 | 2025-11-05 | 2026-11-05 |  | Active | Inflator weight check | SRS | 162 | AMA | BALANCE
C803 | Torque Tightening | Atlas Copco | ETD SL21-10-106-PS | A1790709 | 6.86±0.98Nm | ± 5% | DAB Line 10 (D55L) | Airbag | 12 | Indpro | SAMM | MS ISO/IEC 17025 | 2025-11-24 | 2026-11-24 |  | Active |  | SRS | 2160 | AMA | TORQUE TOOL
C804 | Torque Tightening | Atlas Copco | ETD SL21-10-106-PS | A1790706 | 6.9±1Nm | ± 5% | PAB Line 8 (D55L) | Airbag | 12 | Indpro | SAMM | MS ISO/IEC 17025 | 2025-11-21 | 2026-11-21 |  | Active |  | SRS | 2160 | AMA | TORQUE TOOL
C806 | Torque Tightening | Atlas Copco | ETD SL21-10-106-PS | A1412394 | 7±1Nm | ± 5% | DAB Line 8 | Airbag | 12 | Indpro | SAMM | MS ISO/IEC 17025 | 2025-06-30 | 2026-06-30 |  | Active |  | SRS | 2160 | AMA | TORQUE TOOL
C807 | Electrical Test Station | Laurel | L11007DCA1/L11007R1 | AESX11200544 | 0-20Ω / 0-2MΩ | ± 10% | SAB Line 1 (SX11-RA) | Airbag | 12 | Sendi mahir | SAMM | MS ISO/IEC 17025 | 2026-01-07 | 2027-01-07 |  | Active |  | SRS | 259.2 | AMA | ELECTRICAL TEST
C808 | Electrical Test Station | Laurel | L11007DCA1/L11007R1 | AESX11200325/26 | 0-20Ω / 0-2MΩ | ± 10% | PAB line 7 (SX11-RA) | Airbag | 12 | Sendi mahir | SAMM | MS ISO/IEC 17025 | 2026-01-07 | 2027-01-07 |  | Active |  | SRS | 259.2 | AMA | ELECTRICAL TEST
C809 | Torque Tightening | Atlas Copco | QMC41-50-IO6 | B2550341 | 0.1-50cNm | ± 10% | B3 | B3 | 12 | Indpro | SAMM | MS ISO/IEC 17025 | 2026-03-03 | 2027-03-03 |  | Active |  | Safety | 2160 | AMB | TORQUE TOOL
C811 | Force Gauge | IMADA | DST-200N | 455647 | 0-200N | ± 0.2% FS | SAB 3M0A | Airbag | 12 | Sendi mahir | SAMM | MS ISO/IEC 17025 | 2026-04-29 | 2027-04-29 |  | Active |  | SRS | 86.4 | AMA | FORCE GAUGE
C815 | Radius Gauge | Fuji Tool | 178MA | 2104073 | 1.0 - 7.0mm | ± 0.1mm | IQA | IQA | 12 | Sendi Mahir | SAMM | MS ISO/IEC 17025 | 2025-10-08 | 2026-10-08 |  | Active |  | QA | 83.16 | AMA | RADIUS GAUGE
C818 | Force Gauge | IMADA | DST-200N | 461976 | 0.1 - 200N | ± 1% | Test Lab | Test Lab | 12 | Sendi Mahir | SAMM | MS ISO/IEC 17025 | 2025-11-26 | 2026-11-26 |  | Active |  | Test Lab | 86.4 | AMB | FORCE GAUGE
C819 | CAL500 Tension Gauge & Meter | BAND-IT | CAL500 & SSI | 51021 | 10 - 500lbf | ± 0.5lbf | SRS | CAB Line | 12 | Micro Precision | OEM | MS ISO/IEC 17025 | 2025-07-03 | 2026-07-03 |  | Active |  | SRS | 1947 | AMA | OTHERS
C820 | Digimatic Indicator (depth gauge) | Mitutoyo | ID-S1012MXB | 19015665 | 0 - 12.7mm | ± 2% | SRS | CAB Line | 12 | Sendi Mahir | SAMM | MS ISO/IEC 17025 | 2025-07-02 | 2026-07-02 |  | Active |  | SRS | 54 | AMA | DEPTH GAUGE
C821 | Torque Tester | Sugisaki | WDI-250 | 97017 | 0 - 25Nm | ± 0.5% | SRS | SRS | 12 | Trescal | SAMM | MS ISO/IEC 17025 | 2025-12-23 | 2026-12-23 |  | Active |  | SRS | 536.76 | AMA | TORQUE METER
C822 | CAL500 Tension Gauge & Meter | BAND-IT | CAL500 & SSI | 53689 | 10 - 500lbf | ± 0.5lbf | SRS | CAB Line | 12 | Micro Precision | OEM | MS ISO/IEC 17025 | 2025-04-07 | 2026-04-07 | Cal Out | Active |  | SRS | 1947 | AMA | OTHERS
C823 | Weighing Scale | DIGI | DS-673 | 21350044 | 0 - 6000g | ± 10g | PDI | PDI | 12 | Multitech | SAMM | MS ISO/IEC 17025 | 2025-09-02 | 2026-09-02 |  | Active |  | PDI | 108 | AMA | BALANCE
C826 | Digital protractor | Mitutoyo | PRO 360 | 21110900 | 0 - 360⁰ (90⁰ X 4) | ±0.5⁰ | Test Lab | Steering Wheel | 12 | Trescal | SAMM | MS ISO/IEC 17025 | 2026-04-01 | 2027-04-01 |  | Active |  | Test Lab | 173.88 | AMA | PROTRACTOR
C827 | Force Gauge | IMADA | DST-500N | 473845 | 0.1 - 500N | ± 1% | Safety | SeatBelt | 12 | Sendi Mahir | SAMM | MS ISO/IEC 17025 | 2025-05-28 | 2026-05-28 | Cal Due | Active |  | Safety | 86.4 | AMB | FORCE GAUGE
C829 | Torque Tightening | Atlas Copco | ETD SL21-10-106-PS | A3831828 | 6±1Nm | ± 5% | DAB & PAB SX11-RA | Airbag | 12 | Indpro | SAMM | MS ISO/IEC 17025 | 2025-11-21 | 2026-11-21 |  | Active | user accuracy 10% | SRS | 2160 | AMA | TORQUE TOOL
C832 | Torque Tightening | Atlas Copco | ETD SL21-10-106-PS | A4551114 | 6.9±1Nm | ± 5% | PAB 9 (D74A) | Airbag | 12 | Indpro | SAMM | MS ISO/IEC 17025 | 2025-06-17 | 2026-06-17 |  | Active | user accuracy 10% | SRS | 2160 | AMA | TORQUE TOOL
C833 | Torque Tightening | Atlas Copco | QMC41-50-I06 | B3391173 | 30-45 cNm | ± 7.5% | B13 | Safety | 12 | Indpro | SAMM | MS ISO/IEC 17025 | 2025-07-14 | 2026-07-14 |  | Active | user accuracy 10% | Safety | 2160 | AMB | TORQUE TOOL
C839 | Source Meter | Keithley | 2790 | 4471979 | 1.85Ω - 2.35Ω >100MΩ | 0.05 | SAB 2 (Honda NES) | Airbag | 12 | Sendi Mahir | SAMM | MS ISO/IEC 17025 | 2025-07-02 | 2026-07-02 |  | Active |  | SRS | 259.2 | AMA | RESISTANCE METER
C840 | Source Meter | Keithley | 2790 | 4497729 | 1.85Ω - 2.35Ω | 0.05 | SAB 2 (Honda NES) | Airbag | 12 | Sendi Mahir | SAMM | MS ISO/IEC 17025 | 2025-07-02 | 2026-07-02 |  | Active |  | SRS | 259.2 | AMA | RESISTANCE METER
C841 | Source Meter | Keithley | 2790 | 4517588 | 1.85Ω - 2.35Ω >100MΩ | 0.05 | SAB 3 (Honda 3K6A) | Airbag | 12 | Sendi Mahir | SAMM | MS ISO/IEC 17025 | 2025-07-02 | 2026-07-02 |  | Active |  | SRS | 259.2 | AMA | RESISTANCE METER
C842 | Data Logger | DeltaOhm | HD208L.1NTV | 22025704 | -40 to +105°C & 0% to 100%RH | ± 1°C and ± 5%RH | Test Lab | Test Lab | 12 | Sendi Mahir | SAMM | MS ISO/IEC 17025 | 2025-10-08 | 2026-10-08 |  | Active |  | Test Lab | 140.4 | AMA | OTHERS
C843 | Off Center Load Cell | Pavon Sistemi | CB17 | WH9Z1 | 0.01 - 1000g | ± 0.5% | CAB Line 3 (104D) | Airbag | 12 | Sendi Mahir | SAMM | MS ISO/IEC 17025 | 2025-09-04 | 2026-09-04 |  | Active |  | SRS | 162 | AMA | BALANCE
C848 | Weighing Scale | Baykon | BCS21S-15KG MR | F2230009 | 15kg | ± 10% | PU Line (1) | PU Line | 12 | Sendi Mahir | SAMM | MS ISO/IEC 17025 | 2025-10-02 | 2026-10-02 |  | Active | user range <2kg | SRS | 162 | AMA | BALANCE
C849 | Weighing Scale | Baykon | BCS21S-15KG MR | E2230065 | 6kg | ± 10% | PU Line (7) | PU Line | 12 | Sendi Mahir | SAMM | MS ISO/IEC 17025 | 2025-10-02 | 2026-10-02 |  | Active | user range <2kg | SRS | 162 | AMA | BALANCE
C852 | Stopwatch #2 | ALBA | SW01-1008 | - | 1 - 2 min | ± 10% | PU Line 2 | PU Line | 12 | Trescal | SAMM | MS ISO/IEC 17025 | 2025-11-13 | 2026-11-13 |  | Active |  | SRS | 91.8 | AMA | STOPWATCH
C853 | Stopwatch #3 | ALBA | SW01-1008 | - | 1 - 2 min | ± 10% | PU Line 2 | PU Line | 12 | Trescal | SAMM | MS ISO/IEC 17025 | 2024-11-14 | 2025-11-14 | Cal Out | Active |  | SRS | 91.8 | AMA | STOPWATCH
C856 | Measuring Tape | Stanley | POWERLOCK 33-158 | - | 0-5m | ±0.5mm | Test Lab | Test Lab | 12 | Sendi Mahir |  |  | 2025-12-01 | 2026-12-01 |  | Active |  | Test Lab | 54 | AMB | MEASURING TAPE
C857 | Measuring Tape | Stanley | POWERLOCK 33-158 | - | 0-5m | ±0.5mm | Test Lab | Test Lab | 12 | Sendi Mahir |  |  | 2025-12-01 | 2026-12-01 |  | Active |  | Test Lab | 54 | AMB | MEASURING TAPE
C858 | Torque Tester | CEDAR | WDI-250 | 100215 | 0 - 25Nm | ± 0.5% | SRS | SRS | 12 | Trescal | SAMM | MS ISO/IEC 17025 | 2025-12-23 | 2026-12-23 |  | Active |  | SRS | 536.76 | AMA | TORQUE METER
C861 | Multimeter | UNI-T | UT120C | H161392339 | Refer OEM | refer OEM cert | IQA | IQA | 12 | Sendi Mahir | SAMM | MS ISO/IEC 17025 | 2026-03-16 | 2027-03-16 |  | Active |  | QA | 118.8 | AMA | MULTIMETER
C862 | Multimeter | UNI-T | UT120C | H161126493 | Refer OEM | refer OEM cert | IQA | IQA | 12 | Sendi Mahir | SAMM | MS ISO/IEC 17025 | 2026-03-16 | 2027-03-16 |  | Active |  | QA | 118.8 | AMA | MULTIMETER
C866 | Stopwatch | ALBA | SW01-X008 | - | 23hr 59 min 59 sec | ± 5% | Test Lab | Test Lab | 24 | Trescal | SAMM | MS ISO/IEC 17025 | 2026-04-27 | 2028-04-27 |  | Active | calibration result stable, changed interval to 24mth | Test lab | 116.64 | AMA | STOPWATCH
C875 | Torque Tightening | Atlas Copco | QMC41-50-IO6 | C4372154 | 0.1-50cNm | ± 7.5% | B14 | B14 | 12 | Indpro | SAMM | MS ISO/IEC 17025 | 2025-07-24 | 2026-07-24 |  | Active |  | Safety | 2160 | AMB | TORQUE TOOL
C876 | Weighing Scale | DIGI | DC-788 | 19339667 | 5kg | ± 13g | PDI | PDI | 12 | Multitech | SAMM | MS ISO/IEC 17025 | 2026-03-04 | 2027-03-04 |  | Active |  | PDI | 108 | AMA | BALANCE
C877 | Force Gauge | IMADA | DST-1000N | 482252 | 1000N | ± 5N (range 100-800N) | Safety | A14 | 12 | Sendi Mahir | SAMM | MS ISO/IEC 17025 | 2025-06-16 | 2026-06-16 |  | Active |  | Safety | 86.4 | AMB | FORCE GAUGE
C878 | Force Gauge | IMADA | DST-1000N | 482250 | 1000N | ± 5N (range 100-800N) | Safety | Spare | 12 | Sendi Mahir | SAMM | MS ISO/IEC 17025 | 2025-06-16 | 2026-06-16 |  | Active |  | Safety | 86.4 | AMB | FORCE GAUGE
C879 | Force Gauge | IMADA | DST-1000N | 482251 | 1000N | ± 5N (range 100-800N) | Safety | Spare | 12 | Sendi Mahir | SAMM | MS ISO/IEC 17025 | 2025-06-16 | 2026-06-16 |  | Active |  | Safety | 86.4 | AMB | FORCE GAUGE
C883 | Stopwatch with countdown | Yi-Sheng | YS-830 | - | 9 hr, 59 min, 59 sec | ± 5% | Test Lab | Test Lab | 12 | Trescal | SAMM | MS ISO/IEC 17025 | 2025-05-29 | 2026-05-29 | Cal Due | Active |  | Test Lab | 116.64 | AMA | STOPWATCH
C884 | Torque Tightening | Atlas Copco | ETD SL21-10-I06-PS | A4570142 | 1-10Nm | ± 10% | DAB Line 9 | Airbag | 12 | Indpro | SAMM | MS ISO/IEC 17025 | 2025-06-17 | 2026-06-17 |  | Active |  | SRS | 2160 | AMA | TORQUE TOOL
C885 | Electrical Test Station | Laurel | L11007R1/L11007R6 | 032923-02/032923-03 | 2 ± 0.3 Ω & 0 ± 20 MΩ | ± 10% | PAB Line 5 | Airbag | 12 | Sendi Mahir | SAMM | MS ISO/IEC 17025 | 2025-07-02 | 2026-07-02 |  | Active |  | SRS | 259.2 | AMA | ELECTRICAL TEST
C893 | Torque Tightening | Atlas Copco | QMC41-50-IO6 | C4361470 | 0.1-50cNm | ± 7.5% | B15 | B15 | 12 | Indpro | SAMM | MS ISO/IEC 17025 | 2025-07-14 | 2026-07-14 |  | Active |  | Safety | 2160 | AMB | TORQUE TOOL
C894 | Torque Tightening | Atlas Copco | EBL-20-SS-RE | A02106105 | 1.25 ± 0.25Nm | ± 10% | Assy SW D92A | SRS | 12 | Indpro | SAMM | MS ISO/IEC 17025 | 2025-07-14 | 2026-07-14 |  | Active |  | SRS | 216 | AMA | TORQUE TOOL
C897 | Pin Gauge | Niigata Seiki | TOC1.250 | - | 1.250mm | ± 0.005mm | QA | QA | 12 | Sendi mahir | SAMM | MS ISO/IEC 17025 | 2025-08-07 | 2026-08-07 |  | Active |  | QA | 48.6 | AMA | PIN GAUGE
C898 | Pin Gauge | Niigata Seiki | TOC1.550 | - | 1.550mm | ± 0.005mm | QA | QA | 12 | Sendi mahir | SAMM | MS ISO/IEC 17025 | 2025-08-07 | 2026-08-07 |  | Active |  | QA | 48.6 | AMA | PIN GAUGE
C899 | Pin Gauge | Niigata Seiki | TOC2.000 | - | 2.000mm | ± 0.005mm | QA | QA | 12 | Sendi mahir | SAMM | MS ISO/IEC 17025 | 2025-08-07 | 2026-08-07 |  | Active |  | QA | 48.6 | AMA | PIN GAUGE
C900 | Pin Gauge | Niigata Seiki | TOC2.000 | - | 2.000mm | ± 0.005mm | QA | QA | 12 | Sendi mahir | SAMM | MS ISO/IEC 17025 | 2025-08-07 | 2026-08-07 |  | Active |  | QA | 48.6 | AMA | PIN GAUGE
C901 | Pin Gauge | Niigata Seiki | TOC2.250 | - | 2.250mm | ± 0.005mm | QA | QA | 12 | Sendi mahir | SAMM | MS ISO/IEC 17025 | 2025-08-07 | 2026-08-07 |  | Active |  | QA | 48.6 | AMA | PIN GAUGE
C902 | Pin Gauge | Niigata Seiki | TOC2.650 | - | 2.650mm | ± 0.005mm | QA | QA | 12 | Sendi mahir | SAMM | MS ISO/IEC 17025 | 2025-08-07 | 2026-08-07 |  | Active |  | QA | 48.6 | AMA | PIN GAUGE
C903 | Pin Gauge | Niigata Seiki | TOC3.200 | - | 3.200mm | ± 0.005mm | QA | QA | 12 | Sendi mahir | SAMM | MS ISO/IEC 17025 | 2025-08-07 | 2026-08-07 |  | Active |  | QA | 48.6 | AMA | PIN GAUGE
C904 | Pin Gauge | Niigata Seiki | TOC3.200 | - | 3.200mm | ± 0.005mm | QA | QA | 12 | Sendi mahir | SAMM | MS ISO/IEC 17025 | 2025-08-07 | 2026-08-07 |  | Active |  | QA | 48.6 | AMA | PIN GAUGE
C905 | Pin Gauge | Niigata Seiki | TOC3.500 | - | 3.500mm | ± 0.005mm | QA | QA | 12 | Sendi mahir | SAMM | MS ISO/IEC 17025 | 2025-08-07 | 2026-08-07 |  | Active |  | QA | 48.6 | AMA | PIN GAUGE
C906 | Pin Gauge | Niigata Seiki | TOC3.500 | - | 3.500mm | ± 0.005mm | QA | QA | 12 | Sendi mahir | SAMM | MS ISO/IEC 17025 | 2025-08-07 | 2026-08-07 |  | Active |  | QA | 48.6 | AMA | PIN GAUGE
C907 | Pin Gauge | Niigata Seiki | TOC3.800 | - | 3.800mm | ± 0.005mm | QA | QA | 12 | Sendi mahir | SAMM | MS ISO/IEC 17025 | 2025-08-07 | 2026-08-07 |  | Active |  | QA | 48.6 | AMA | PIN GAUGE
C908 | Pin Gauge | Niigata Seiki | TOC5.650 | - | 5.650mm | ± 0.005mm | QA | QA | 12 | Sendi mahir | SAMM | MS ISO/IEC 17025 | 2025-08-07 | 2026-08-07 |  | Active |  | QA | 48.6 | AMA | PIN GAUGE
C910 | Measuring Tape | BMI | 462090-8 | 4007368112259 | 0 - 8 meter | ± 0.9mm | Test Lab | Test Lab | 12 | Sendi mahir | SAMM | MS ISO/IEC 17025 | 2025-11-10 | 2026-11-10 |  | Active |  | Test Lab | 54 | AMA | MEASURING TAPE
C911 | Torque Tightening | Atlas Copco | EBL20-SS-RE | AZ2205989 | 0.5 - 2.0N.m | ± 10% | D03B Line | PU Assy | 12 | Indpro | SAMM | MS ISO/IEC 17025 | 2026-03-04 | 2027-03-04 |  | Active |  | SRS | 216 | AMA | TORQUE TOOL
C912 | Platform Scale | DIGI | DS-560SGA | 21613597 | 300kg | ± 5kg | Store | Murugan | 12 | Multitech | SAMM | MS ISO/IEC 17025 | 2025-09-02 | 2026-09-02 |  | Active |  | Store | 296.8 | AMB | BALANCE
C915 | Electrical Test Station | Laurel | L11007DCA1 | 091219-01 | 20 MΩ | ± 10% | Airbag | PAB Line 7 | 12 | Sendi mahir | SAMM | MS ISO/IEC 17025 | 2026-01-07 | 2027-01-07 |  | Active |  | SRS | 259.2 | AMA | ELECTRICAL TEST
C916 | Force Gauge | IMADA | DST-50N | 501960 | 1.0-20N | ± 0.1N | Safety | Process | 12 | Sendi Mahir | SAMM | MS ISO/IEC 17025 | 2025-12-02 | 2026-12-02 |  | Active |  | Safety | 86.4 | AMB | FORCE GAUGE
C917 | Counting Scale | Mettler Toledo | ICS241-30001 | C344051924 | 0-30kg | ± 5g | R&D | R&D | 12 | Multitech | SAMM | MS ISO/IEC 17025 | 2026-03-04 | 2027-03-04 |  | Active |  | R&D | 108 | AMA | BALANCE
C918 | Torque Tightening | Atlas Copco | ETD SL21-10-106-PS | A5611317 | 6.9±1Nm | ± 10% | PAB Line 5 | Airbag | 12 | Indpro | SAMM | MS ISO/IEC 17025 | 2025-11-24 | 2026-11-24 |  | Active | registered 12/12/2023 | SRS | 2160 | AMA | TORQUE TOOL
C919 | Weighing Scale | Baykon | BCS21S-15KG MR | Z2130099 | 0-6kg | ± 10% | PU Line | PU Line | 12 | Multitech | SAMM | MS ISO/IEC 17025 | 2026-03-04 | 2027-03-04 |  | Active |  | SRS | 108 | AMA | BALANCE
C920 | Pin Gauge | Niigata Seiki | SKPG-0 | - | 0.300 - 1.525mm | ± 0.050mm | QA | QAI | 12 | Sendi Mahir | SAMM | MS ISO/IEC 17025 | 2026-03-25 | 2027-03-25 |  | Active |  | PDI | 183.6 | AMA | PIN GAUGE
C922 | Multimeter | Sanwa | CD800A | 16035010017 | Refer OEM | refer OEM cert | CQ | QA | 12 | Sendi Mahir | SAMM | MS ISO/IEC 17025 | 2026-03-16 | 2027-03-16 |  | Active | Change user to CQ - Balan/Nazreen 10/3/2026 | QA | 118.8 | AMA | MULTIMETER
C924 | Spectrophotometer | X-Rite | CI60 | 023798 | 0 - 1.0 ΔE | ± 0.5 ΔE | QA | IQA | 12 | X-Rite |  | MS ISO/IEC 17025 | 2026-01-29 | 2027-01-29 |  | Active |  | QA | 6200 | AMB | OTHERS
C925 | Multimeter | FLUKE | 114 | 6161498 | Refer OEM | refer OEM cert | QA | CQ | 12 | Sendi Mahir | SAMM | MS ISO/IEC 17025 | 2025-05-20 | 2026-05-20 | Cal Out | Active | CQ - Balan/Nazreen | QA | 118.8 | AMB | MULTIMETER
C926 | Weighing Scale | DIGI | DS-673 | 22326552 | 3000g | ± 1% | PU Line | PU Line | 12 | Multitech | SAMM | MS ISO/IEC 17025 | 2026-05-06 | 2027-05-06 |  | Active |  | SRS | 108 | AMA | BALANCE
C927 | Weighing Scale | DIGI | DS-673 | 23318332 | 3000g | ± 1% | PU Line | PU Line | 12 | Multitech | SAMM | MS ISO/IEC 17025 | 2026-05-06 | 2027-05-06 |  | Active |  | SRS | 108 | AMA | BALANCE
C928 | Weighing Scale | DIGI | DS-673 | 23318333 | 3000g | ± 1% | PU Line | PU Line | 12 | Multitech | SAMM | MS ISO/IEC 17025 | 2026-05-06 | 2027-05-06 |  | Active |  | SRS | 108 | AMA | BALANCE
C929 | Torque Meter | CEDAR | WDI-100HR | 104554 | 10Nm | ± 5% | Assy Line | SRS | 12 | Sendi Mahir | SAMM | MS ISO/IEC 17025 | 2025-06-12 | 2026-06-12 |  | Active |  | SRS | 432 | AMA | TORQUE METER
C932 | Digital Dansa Gauge | SWAN | SWC1-20D | B23490643 | 0-38mm | ± 0.05mm | QA | IQA | 12 | Sendi Mahir | SAMM | MS ISO/IEC 17025 | 2025-08-05 | 2026-08-05 |  | Active |  | QA | 64.8 | AMA | DANSA GAUGE
C933 | Digital Dansa Gauge | SWAN | SWC1-20D | B23490661 | 0-38mm | ± 0.3mm | QA | QAI | 12 | Sendi Mahir | SAMM | MS ISO/IEC 17025 | 2025-08-05 | 2026-08-05 |  | Active |  | PDI | 64.8 | AMA | DANSA GAUGE
C934 | Weighing Scale | Baykon | BCS21S-6KG MR | G2220063 | 0.040kg - 6.0kg | ± 10% | PU Line | PU Line | 12 | Multitech | SAMM | MS ISO/IEC 17025 | 2025-09-02 | 2026-09-02 |  | Active | registered 27/8/2024 | SRS | 108 | AMA | BALANCE
C935 | Accelerometer | Endevco | 7264C-500-2-180 | T43212 | 500g | ±1%F.S | Test lab | Test Lab | 24 | Autoliv Sweden AB | SWEDAC | MS ISO/IEC 17025 | 2024-07-30 | 2026-07-30 |  | Active | sled | Test Lab | 500 | AMA | ACCELEROMETER
C936 | Accelerometer | Endevco | 7264C-500-2-180 | T43213 | 500g | ±1%F.S | Test lab | Test Lab | 24 | Autoliv Sweden AB | SWEDAC | MS ISO/IEC 17025 | 2024-07-30 | 2026-07-30 |  | Active | Linear Impactor | Test Lab | 500 | AMA | ACCELEROMETER
C937 | Weighing Scale | DIGI | DS-673 | 24317686 | 3000g | ± 1% | PU Line | PU Line | 12 | Multitech | SAMM | MS ISO/IEC 17025 | 2025-10-31 | 2026-10-31 |  | Active | pending cert | SRS | 108 | AMA | BALANCE
C938 | Weighing Scale | DIGI | DS-673 | 24317687 | 3000g | ± 1% | PU Line | PU Line | 12 | Multitech | SAMM | MS ISO/IEC 17025 | 2025-10-31 | 2026-10-31 |  | Active | pending cert | SRS | 108 | AMA | BALANCE
C939 | Steel Ruler | NIETZ | - | - | 450mm | ± 0.5mm | Test Lab | Test Lab | 12 | Sendi Mahir | SAMM | MS ISO/IEC 17025 | 2025-10-28 | 2026-10-28 |  | Active |  | Test Lab | 54 | AMB | RULER
C940 | Steel Ruler | NIETZ | - | - | 450mm | ± 0.5mm | Test Lab | Test Lab | 12 | Sendi Mahir | SAMM | MS ISO/IEC 17025 | 2025-11-05 | 2026-11-05 |  | Active |  | Test Lab | 54 | AMB | RULER
C941 | Measuring Tape | Stanley | POWERLOCK 33-158 | - | 0-5m | ±1.0mm | Test Lab | Test Lab | 12 | Sendi Mahir | SAMM | MS ISO/IEC 17025 | 2025-10-29 | 2026-10-29 |  | Active |  | Test Lab | 54 | AMB | MEASURING TAPE
C942 | Measuring Tape | Stanley | POWERLOCK 33-158 | - | 0-5m | ±1.0mm | Test Lab | Test Lab | 12 | Sendi Mahir | SAMM | MS ISO/IEC 17025 | 2025-11-10 | 2026-11-10 |  | Active |  | Test Lab | 54 | AMB | MEASURING TAPE
C943 | Torque Wrench | Tohnichi | DB3N4-S | 320314K | 0.05 - 3.0 Nm | ±5% | SRS | Assy Line | 12 | Sendi Mahir | SAMM | MS ISO/IEC 17025 | 2025-12-05 | 2026-12-05 |  | Active |  | SRS | 156.6 | AMA | TORQUE WRENCH
C944 | Torque Wrench | Tohnichi | DB3N4-S | 320315K | 0.05 - 3.0 Nm | ±5% | SRS | Assy Line | 12 | Sendi Mahir | SAMM | MS ISO/IEC 17025 | 2025-12-01 | 2026-12-01 |  | Active |  | SRS | 156.6 | AMA | TORQUE WRENCH
C945 | Standard Weights | - | - | - | 100g - 30,000g |  | Test Lab | Test Lab | 12 | Sendi Mahir | SAMM | MS ISO/IEC 17025 | 2025-10-29 | 2026-10-29 |  | Active |  | Test Lab | 464.4 | AMB | OTHERS
C948 | Weighing Scale | DIGI | DS-788 | 23302547 | 2500g | ± 1% | PU Foaming | PU Line | 12 | Multitech | SAMM | MS ISO/IEC 17025 | 2025-12-23 | 2026-12-23 |  | Active |  | SRS | 108 | AMA | BALANCE
C949 | Infrared Thermometer | FLUKE | FLUKE 568 | 58210193WS | -40°C to 800°C | ± 5.0°C | PU Foaming | PU Line | 12 | Sendi Mahir | SAMM | MS ISO/IEC 17025 | 2025-12-02 | 2026-12-02 |  | Active |  | SRS | 216 | AMA | THERMOMETER
C950 | Digital Angle Protractor | ACCUD | 726-360-01 | 40303254 | 0° - 360° | ±0.45° | QA | IQA | 12 | Trescal | SAMM | MS ISO/IEC 17025 | 2026-01-06 | 2027-01-06 |  | Active |  | QA | 394.2 | AMA | PROTRACTOR
C951 | Impact Hammer | B&K | 8206-002 | 55128 | 2200N | ±1% FSO | Test Lab | Test Lab | 24 | WEST CALDWELL | A2LA | MS ISO/IEC 17025 | 2025-03-12 | 2027-03-12 |  | Active | natural frequency | Test Lab | 6040 | AMA | OTHERS
C952 | Uniaxial Accelerometer | Endevco | 7259B-10 | 11457 | 10g | ±1% FSO | Test Lab | Test Lab | 24 | WEST CALDWELL | A2LA | MS ISO/IEC 17025 | 2025-03-03 | 2027-03-03 |  | Active | natural frequency | Test Lab | 1360 | AMA | ACCELEROMETER
C953 | Uniaxial Accelerometer | Endevco | 7259B-10 | 11455 | 10g | ±1% FSO | Test Lab | Test Lab | 24 | WEST CALDWELL | A2LA | MS ISO/IEC 17025 | 2025-03-03 | 2027-03-03 |  | Active |  | Test Lab | 1360 | AMA | ACCELEROMETER
C957 | Pen pH Meter | LT Lutron | PH-222 | AM30979 | 0 - 14 pH | ± 0.2 pH | Test Lab | Test Lab | 12 | Trescal | SAMM | MS ISO/IEC 17025 | 2026-02-12 | 2027-02-12 |  | Active |  | Test Lab | 376.92 | AMB | OTHERS
C959 | Digital Hardness Tester Type A | TECLOCK | GSD-719K | 01200043 | 20 - 90 Shore A | ± 10 Unit | PU Foaming | PU Line | 12 | Sendi Mahir | SAMM | MS ISO/IEC 17025 | 2025-05-21 | 2026-05-21 | Cal Out | Active |  | SRS | 149.04 | AMA | HARDNESS TESTER
C960 | Hardness Tester Type A | TECLOCK | GSD-706G | 48483 | 1 - 99 Shore A | ± 10 Unit | PU Foaming | PU Line | 12 | Sendi Mahir | SAMM | MS ISO/IEC 17025 | 2025-05-21 | 2026-05-21 | Cal Out | Active |  | SRS | 149.04 | AMA | HARDNESS TESTER
C961 | Hardness Tester Type C | TECLOCK | GSD-701G | 60429 | 1 - 99 Shore C | ± 10 Unit | Assy Line | SX/SS11 A3 Assy | 12 | Sendi Mahir | SAMM | MS ISO/IEC 17025 | 2025-05-21 | 2026-05-21 | Cal Out | Active |  | SRS | 149.04 | AMA | HARDNESS TESTER
C962 | Torque Tightening Tools | Atlas Copco | EBL35-SS-RE | A62402110 | 1.0 - 3.5Nm | ± 10 % | Assy Line | SX11 A3 Line 1 | 12 | Indpro | SAMM | MS ISO/IEC 17025 | 2025-10-14 | 2026-10-14 |  | Active |  | SRS | 216 | AMA | TORQUE TOOL
C963 | Torque Tightening Tools | Atlas Copco | EBL35-SS-RE | A12400381 | 1.0 - 3.5Nm | ± 10 % | Assy Line | SX11 A3 Line 2 | 12 | Indpro | SAMM | MS ISO/IEC 17025 | 2025-10-14 | 2026-10-14 |  | Active |  | SRS | 216 | AMA | TORQUE TOOL
C964 | Off Center Load Cell | Pavon Sistemi | CB17 | C83E503 | 0.01g - 1000g | ± 0.5% | CAB Line 4 | Airbag | 12 | Sendi Mahir | SAMM | MS ISO/IEC 17025 | 2025-07-02 | 2026-07-02 |  | Active | 400g - 600g (inflator weight check) | SRS | 162 | AMA | BALANCE
C965 | Off Center Load Cell | Pavon Sistemi | CB17 | C117908 | 0.01g - 1000g | ± 0.5% | CAB Line 5 | Airbag | 12 | Sendi Mahir | SAMM | MS ISO/IEC 17025 | 2025-07-02 | 2026-07-02 |  | Active | 400g - 600g (inflator weight check) | SRS | 162 | AMA | BALANCE
C966 | Digital Indicator (depth) | Mitutoyo | ID-S1012MXB2 | 22282996 | 0.01-12.7 mm | ± 2% | CAB Line | Airbag | 12 | Sendi Mahir | SAMM | MS ISO/IEC 17025 | 2025-06-23 | 2026-06-23 |  | Active | 2.00-2.80 mm user range | SRS | 54 | AMA | DEPTH GAUGE
C967 | Torque Tightening Tools | Atlas Copco | ETD SR21-16-I06-PS | A6751197 | 3.5 - 16Nm | ±10% | PAB Line 1 | Airbag | 12 | Indpro | SAMM | MS ISO/IEC 17025 | 2025-06-30 | 2026-06-30 |  | Active | 6 - 12Nm user range | SRS | 2160 | AMA | TORQUE TOOL
C971 | Source Meter | Keithley | 2790 | 4605729 | 1.85Ω - 2.35Ω >100MΩ | ±5% | SAB 4 | Airbag | 12 | Sendi Mahir | SAMM | MS ISO/IEC 17025 | 2025-07-02 | 2026-07-02 |  | Active |  | SRS | 259.2 | AMA | RESISTANCE METER
C972 | Force Gauge | IMADA | ZTS-1000N | 521994 | 1000N | ±5N | Tongue Stopper Pull Test Station | Safety | 12 | Sendi Mahir | SAMM | MS ISO/IEC 17025 | 2025-07-02 | 2026-07-02 |  | Active |  | Safety | 86.4 | AMB | FORCE GAUGE
C974 | Force Gauge | IMADA | DST-200N | 531545 | 200N | ±1% | Test Lab | Test Lab | 12 | Sendi Mahir | SAMM | MS ISO/IEC 17025 | 2025-08-15 | 2026-08-15 |  | Active |  | Test Lab | 86.4 | AMB | FORCE GAUGE
C975 | Torque Wrench | Tohnichi | QL100N4-MH | 197485P | 20 - 100 Nm | ±5% | Test Lab | Test Lab | 12 | Sendi Mahir | SAMM | MS ISO/IEC 17025 | 2025-08-19 | 2026-08-19 |  | Active |  | Test Lab | 156.6 | AMB | TORQUE WRENCH
C981 | Torque Tightening Tools | Atlas Copco | QMC41-50-I06 | C5570638 | 12.5-50 cNm | ±5% | B16 | Safety | 12 | Indpro | SAMM | MS ISO/IEC 17025 | 2025-12-15 | 2026-12-15 |  | Active |  | Safety | 2160 | AMB | TORQUE TOOL
C982 | Data Logger | SENSECA | HD208L.1NTV | 26005573 | -40 to +105°C & 0% to 100%RH | ± 1°C and ± 5%RH | Test Lab | Test Lab | 12 | Sendi Mahir | SAMM | MS ISO/IEC 17025 | 2026-04-02 | 2027-04-02 |  | Active |  | Test Lab | 259.2 | AMB | OTHERS
C983 | Thermometer with thermocouple | Testo | 0560 0925 | 85434907 | 50°C to 80°C | ±5°C | PU Line | Process | 12 | Sendi Mahir | SAMM | MS ISO/IEC 17025 |  |  |  | Active |  | SRS | 118.8 | AMA | THERMOMETER

## Pressure Gauge
Cal Ref No. | Machine No | Control No | Range | Cal. By | Location | Cal Freq (month) | Last Cal Date | Next Cal 1 Date | Item Type | AMA/AMB | Area | Equipment Type | Cal Cost (RM)
C288 | WP 01 | B85134 | 0-1Mpa | Multitech | A0 | 12 | 2026-02-19 | 2027-02-19 | p.switch | AMB | Test Lab | PRESSURE | 72.9
C288 | A 32 | C 3520 A (A) | 0-10bar | Multitech | A0 | 12 | 2026-02-19 | 2027-02-19 | p.switch | AMB | Test Lab | PRESSURE | 72.9
C288 | TLW 07 | C1065A | 0-10bar | Multitech | A0 | 12 | 2026-02-19 | 2027-02-19 | p.gauge | AMB | Safety | PRESSURE | 72.9
C288 | N 46 | - | 0-10bar | Multitech | A0 | 12 | 2026-02-19 | 2027-02-19 | p.gauge | AMB | Safety | PRESSURE | 72.9
C510 | N 41 | B 39366 | 0-1MPa | Multitech | A0 | 12 | 2026-02-19 | 2027-02-19 | p.gauge | AMB | Safety | PRESSURE | 72.9
C297 | WP 04 | CP 6817 | 0-10bar | Multitech | A1 | 12 | 2026-01-22 | 2027-01-22 | p.switch | AMB | Safety | PRESSURE | 72.9
C297 | L 10 | CU 1010 (B) | 0-10bar | Multitech | A1 | 12 | 2026-03-02 | 2027-03-02 | p.switch | AMB | Safety | PRESSURE | 72.9
C297 | N 21 | CP 3427 | 0-1MPa | Multitech | A1 | 12 | 2026-03-02 | 2027-03-02 | p.gauge | AMB | Safety | PRESSURE | 72.9
C299 | Tongue Stopper (L19) | - | 0-1MPa | Multitech | A1 | 12 | 2026-03-02 | 2027-03-02 | p.switch | AMB | Safety | PRESSURE | 72.9
C299 | N 33 | CS 3716 | 0-1MPa | Multitech | A1 | 12 | 2026-03-02 | 2027-03-02 | p.gauge | AMB | Safety | PRESSURE | 72.9
C299 | TLW 20 | C 3521 A | 0-10bar | Multitech | A1 | 12 | 2026-03-02 | 2027-03-02 | p.gauge | AMB | Safety | PRESSURE | 72.9
C875 | R 17 | D2211015 | 0-20 Tan | Multitech | A1 | 12 | 2026-05-05 | 2027-05-05 | load cell | AMB | Safety | LOAD CELL | 466.56
C300 | L 07 | CU 3210 (A) | 0-10bar | Multitech | A10 | 12 | 2026-02-19 | 2027-02-19 | p.switch | AMB | Safety | PRESSURE | 72.9
C300 | N 39 | CT 3049 | 0-1MPa | Multitech | A10 | 12 | 2026-02-19 | 2027-02-19 | p.gauge | AMB | Safety | PRESSURE | 72.9
C448 | ST 04-1 | CX 3243 | 100-150kgf | Multitech | A10 | 12 | 2026-02-19 | 2027-02-19 | load cell | AMB | Safety | LOAD CELL | 466.56
C448 | WP 09 | CV 7078 | 0-10bar | Multitech | A10 | 12 | 2026-02-19 | 2027-02-19 | p.switch | AMB | Safety | PRESSURE | 72.9
C509 | L 14 | D2304025 | 2000N | Multitech | A11 | 12 | 2025-07-31 | 2026-07-31 | load cell | AMB | Safety | LOAD CELL | 466.56
C509 | CPA 01 | B 39360 | 0-10bar | Multitech | A11 | 12 | 2025-12-22 | 2026-12-22 | p.gauge | AMB | Safety | PRESSURE | 72.9
C509 | SL 05 | B 39351 | 0-1MPa | Multitech | A11 | 12 | 2025-12-22 | 2026-12-22 | p.gauge | AMB | Safety | PRESSURE | 72.9
C509 | TLW 16 | B 39354 | 0-1MPa | Multitech | A11 | 12 | 2025-12-22 | 2026-12-22 | p.gauge | AMB | Safety | PRESSURE | 72.9
C509 | TL 20 | B 39355 | 0-150psi | Multitech | A11 | 12 | 2025-12-22 | 2026-12-22 | p.gauge | AMB | Safety | PRESSURE | 72.9
C509 | N 01 | CL 6467 | 0-1MPa | Multitech | A11 | 12 | 2025-12-22 | 2026-12-22 | p.gauge | AMB | Safety | PRESSURE | 72.9
C509 | CPA 01 | B94026 | 0-1MPa | Multitech | A11 | 12 | 2025-12-22 | 2026-12-22 | p.gauge | AMB | Safety | PRESSURE | 72.9
C509 | CPA 01 | B94096 | 0-10bar | Multitech | A11 | 12 | 2025-12-22 | 2026-12-22 | p.gauge | AMB | Safety | PRESSURE | 72.9
C812 | R13 | D1910011 | 0 - 20 ton | Multitech | A12 | 12 | 2026-05-05 | 2027-05-05 | load cell | AMB | Safety | LOAD CELL | 466.56
C812 | WP 11 | - | 0 - 1 MPa | Multitech | A12 | 12 | 2026-05-05 | 2027-05-05 | p.switch | AMB | Safety | PRESSURE | 72.9
C812 | L 21 | - | 0 - 1 MPa | Multitech | A12 | 12 | 2026-05-05 | 2027-05-05 | p.gauge | AMB | Safety | PRESSURE | 72.9
C830 | G16 | D1910002 | 0-20ton | Multitech | A13 | 12 | 2025-07-07 | 2026-07-07 | load cell | AMB | Safety | LOAD CELL | 466.56
C830 | G17 | D19100220 | 0-20ton | Multitech | A13 | 12 | 2025-07-07 | 2026-07-07 | load cell | AMB | Safety | LOAD CELL | 466.56
C830 | L22 | - | 0 - 1 MPa | Multitech | A13 | 12 | 2025-07-07 | 2026-07-07 | p.switch | AMB | Safety | PRESSURE | 72.9
C870 | R16 | D2203010 | 0 - 20 ton | Multitech | A14 | 12 | 2026-05-05 | 2027-05-05 | load cell | AMB | Safety | LOAD CELL | 466.56
C870 | WP 13 | - | 0.1-1.0MPa | Multitech | A14 | 12 | 2026-05-05 | 2027-05-05 | p.switch | AMB | Safety | PRESSURE | 72.9
C870 | L 23 | - | 0.1-1.0MPa | Multitech | A14 | 12 | 2026-05-05 | 2027-05-05 | p.switch | AMB | Safety | PRESSURE | 72.9
C298 | L 15 | C 0699 D | 0-10bar | Multitech | A2 | 12 | 2026-03-02 | 2027-03-02 | p.switch | AMB | Safety | PRESSURE | 72.9
C304 | WP 02 | C7168D | 0-10bar | Multitech | A2 | 12 | 2026-03-02 | 2027-03-02 | p.switch | AMB | Safety | PRESSURE | 72.9
C297 | N 15 | CF 9205 | 0-1MPa | Multitech | A3 | 12 |  |  | p.gauge | AMB | Safety | PRESSURE | 72.9
C308 | R11 | - | 11-14ton (20ton) | Multitech | A3 | 12 | 2026-05-05 | 2027-05-05 | load cell | AMB | Safety | LOAD CELL | 466.56
C300 | L16 | ISE30A-01W | 0-10bar | Multitech | A8 | 12 | 2026-03-02 | 2027-03-02 | p.switch | AMB | Safety | PRESSURE | 72.9
C300 | TL 13 | CK 7028 | 0-10bar | Multitech | A10 | 12 | 2026-02-19 | 2027-02-19 | p.gauge | AMB | Safety | PRESSURE | 72.9
C301 | Tongue Stopper (L17) | ISE30A-01A | 0-1MPa | Multitech | A5 | 12 | 2026-03-02 | 2027-03-02 | p.switch | AMB | Safety | PRESSURE | 72.9
C301 | TLW 26 | - | 0-10bar | Multitech | A5 | 12 | 2026-03-02 | 2027-03-02 | p.switch | AMB | Safety | PRESSURE | 72.9
C301 | WP 03 | - | 0-1MPa | Multitech | A5 | 12 | 2026-03-02 | 2027-03-02 | p.switch | AMB | Safety | PRESSURE | 72.9
C448 | TL 18 | CS 3658 | 0-10bar | Multitech | A5 | 12 | 2026-03-02 | 2027-03-02 | p.gauge | AMB | Safety | PRESSURE | 72.9
C296 | WP 06 | - | 0-1MPa | Multitech | A6 | 12 | 2026-02-19 | 2027-02-19 | p.switch | AMB | Safety | PRESSURE | 72.9
C296 | L 20 | - | 1-10bar | Multitech | A6 | 12 | 2026-02-19 | 2027-02-19 | p.switch | AMB | Safety | PRESSURE | 72.9
C296 | TLW 32 | - | 1-10bar | Multitech | A6 | 12 | 2026-02-19 | 2027-02-19 | p.gauge | AMB | Safety | PRESSURE | 72.9
C296 | TLW 33 | - | 0.1-1MPa | Multitech | A6 | 12 | 2026-02-19 | 2027-02-19 | p.gauge | AMB | Safety | PRESSURE | 72.9
C301 | TL 12 | CK 8360 | 0-150psi | Multitech | A6 | 12 | 2026-02-19 | 2027-02-19 | p.gauge | AMB | Safety | PRESSURE | 72.9
C302 | N 13 | CH 6847 | 0-1MPa | Multitech | B0 | 12 | 2026-03-02 | 2027-03-02 | p.gauge | AMB | Safety | PRESSURE | 72.9
C302 | N 31 | CS 4495 | 0-1MPa | Multitech | B0 | 12 | 2026-03-02 | 2027-03-02 | p.gauge | AMB | Safety | PRESSURE | 72.9
C300 | R12 | D131202B | 10-20TF | Multitech | A8 | 12 | 2026-05-05 | 2027-05-05 | load cell | AMB | Safety | LOAD CELL | 466.56
C304 | N 03 | CL 6475 | 0-1MPa | Multitech | A8 | 12 | 2026-03-02 | 2027-03-02 | p.gauge | AMB | Safety | PRESSURE | 72.9
C378 | WP 05 | CP 6815 | 0-11kgf/cm² | Multitech | A8 | 12 | 2026-03-02 | 2027-03-02 | p.switch | AMB | Safety | PRESSURE | 72.9
C378 | L 09 | CK 6914 (A) | 0-10bar | Multitech | A8 | 12 | 2026-03-02 | 2027-03-02 | p.switch | AMB | Safety | PRESSURE | 72.9
C378 | TL 17 | CM 4159 | 0-10bar | Multitech | A8 | 12 | 2026-03-02 | 2027-03-02 | p.gauge | AMB | Safety | PRESSURE | 72.9
C378 | N 38 | CT 3047 | 0-1MPa | Multitech | A8 | 12 | 2026-03-02 | 2027-03-02 | p.gauge | AMB | Safety | PRESSURE | 72.9
C287 | BFT 01 | CW 5328 | 0-10bar | Multitech | B0 | 12 | 2026-01-22 | 2027-01-22 | p.switch | AMB | Safety | PRESSURE | 72.9
C287 | BFT 01 | CW 5329 | 0-10bar | Multitech | B0 | 12 | 2026-01-22 | 2027-01-22 | p.switch | AMB | Safety | PRESSURE | 72.9
C287 | BFT 01 | CW 5330 | 0-10bar | Multitech | B0 | 12 | 2026-01-22 | 2027-01-22 | p.switch | AMB | Safety | PRESSURE | 72.9
C287 | BFT 01 | CW 5331 | 0-10bar | Multitech | B0 | 12 | 2026-01-22 | 2027-01-22 | p.switch | AMB | Safety | PRESSURE | 72.9
C287 | BFT 01 | CW 5332 | 0-10bar | Multitech | B0 | 12 | 2026-01-22 | 2027-01-22 | p.switch | AMB | Safety | PRESSURE | 72.9
C287 | BFT 01 | CW 5333 | 0-10bar | Multitech | B0 | 12 | 2026-01-22 | 2027-01-22 | p.switch | AMB | Safety | PRESSURE | 72.9
C287 | TLW 23 | 09030004 | 0-1MPa | Multitech | B0 | 12 | 2026-01-22 | 2027-01-22 | p.gauge | AMB | Safety | PRESSURE | 72.9
C287 | TLW 08 | 02830066 | 0-10bar | Multitech | B0 | 12 | 2026-01-22 | 2027-01-22 | p.gauge | AMB | Safety | PRESSURE | 72.9
C293 | MPC 02 | D 1108146 | 2 ton | Multitech | B1 | 12 | 2026-01-21 | 2027-01-21 | load cell | AMB | Safety | LOAD CELL | 466.56
C293 | G 13 | DA16111712 | 0-20 Ton | Multitech | B1 | 12 | 2026-01-21 | 2027-01-21 | load cell | AMB | Safety | LOAD CELL | 466.56
C293 | BFL 01 | D1810114 | 0-50kgf | Multitech | B1 | 12 | 2025-08-18 | 2026-08-18 | load cell | AMB | Safety | LOAD CELL | 466.56
C293 | BFL 01 | D1810264 | 0-10kgf | Multitech | B1 | 12 | 2025-08-18 | 2026-08-18 | load cell | AMB | Safety | LOAD CELL | 466.56
C293 | TLW 35 | - | 0.1-1Mpa | Multitech | B1 | 12 | 2025-08-18 | 2026-08-18 | p.gauge | AMB | Safety | PRESSURE | 72.9
C304 | N 09 | CH 6032 | 0-1MPa | Multitech | B1 | 12 |  |  | p.gauge | AMB | Safety | PRESSURE | 72.9
C436 | G 09 | 611627 | 20 ton | Multitech | B10 | 12 | 2026-01-21 | 2027-01-21 | load cell | AMB | Safety | LOAD CELL | 466.56
C436 | BFT 09 | CW 5334 | 0-10bar | Multitech | B10 | 12 | 2026-01-21 | 2027-01-21 | p.switch | AMB | Safety | PRESSURE | 72.9
C436 | BFT 09 | CW 5335 | 0-10bar | Multitech | B10 | 12 | 2026-01-21 | 2027-01-21 | p.switch | AMB | Safety | PRESSURE | 72.9
C436 | BFT 09 | CW 5336 | 0-10bar | Multitech | B10 | 12 | 2026-01-21 | 2027-01-21 | p.switch | AMB | Safety | PRESSURE | 72.9
C436 | BFT 09 | CW 5337 | 0-10bar | Multitech | B10 | 12 | 2026-01-21 | 2027-01-21 | p.switch | AMB | Safety | PRESSURE | 72.9
C436 | BFT 09 | CW 5338 | 0-10bar | Multitech | B10 | 12 | 2026-01-21 | 2027-01-21 | p.switch | AMB | Safety | PRESSURE | 72.9
C436 | BFT 09 | CW 5339 | 0-10bar | Multitech | B10 | 12 | 2026-01-21 | 2027-01-21 | p.switch | AMB | Safety | PRESSURE | 72.9
C436 | N 27 | CS 8884 | 0-1MPa | Multitech | B10 | 12 | 2026-01-21 | 2027-01-21 | p.gauge | AMB | Safety | PRESSURE | 72.9
C510 | G11 | D 1201010 | 20 ton | Multitech | B11 | 12 | 2025-12-23 | 2026-12-23 | load cell | AMB | Safety | LOAD CELL | 466.56
C510 | MPC 08 | D 1108152 | 2 ton | Multitech | B11 | 12 | 2025-12-23 | 2026-12-23 | load cell | AMB | Safety | LOAD CELL | 466.56
C510 | BFT 10 | B 39373 | 0-10bar | Multitech | B11 | 12 | 2025-12-23 | 2026-12-23 | p.switch | AMB | Safety | PRESSURE | 72.9
C510 | BFT 10 | B 39374 | 0-10bar | Multitech | B11 | 12 | 2025-12-23 | 2026-12-23 | p.switch | AMB | Safety | PRESSURE | 72.9
C510 | BFT 10 | B 39375 | 0-10bar | Multitech | B11 | 12 | 2025-12-23 | 2026-12-23 | p.switch | AMB | Safety | PRESSURE | 72.9
C510 | BFT 10 | B 39376 | 0-10bar | Multitech | B11 | 12 | 2025-12-23 | 2026-12-23 | p.switch | AMB | Safety | PRESSURE | 72.9
C510 | BFT 10 | B 39377 | 0-10bar | Multitech | B11 | 12 | 2025-12-23 | 2026-12-23 | p.switch | AMB | Safety | PRESSURE | 72.9
C510 | TLW 15 | - | 0-1MPa | Multitech | B11 | 12 | 2026-04-08 | 2027-04-08 | p.gauge | AMB | Safety | PRESSURE | 72.9
C292 | N 05 | CG 0816 | 0-1MPa | Multitech | B12 | 12 | 2025-12-23 | 2026-12-23 | p.gauge | AMB | Safety | PRESSURE | 72.9
C749 | MPC 09 | DA16111711 | 8-10kN | Multitech | B12 | 12 | 2025-12-23 | 2026-12-23 | load cell | AMB | Safety | LOAD CELL | 466.56
C749 | BFT 11 | - | 4-6bar | Multitech | B12 | 12 | 2025-12-23 | 2026-12-23 | p.switch | AMB | Safety | PRESSURE | 72.9
C749 | BFT 11 | - | 1.8-3.2bar | Multitech | B12 | 12 | 2025-12-23 | 2026-12-23 | p.switch | AMB | Safety | PRESSURE | 72.9
C749 | BFT 11 | - | 0.8-1.2bar | Multitech | B12 | 12 | 2025-12-23 | 2026-12-23 | p.switch | AMB | Safety | PRESSURE | 72.9
C749 | BFT 11 | - | 0.5-3.0bar | Multitech | B12 | 12 | 2025-12-23 | 2026-12-23 | p.switch | AMB | Safety | PRESSURE | 72.9
C749 | BFT 11 | - | 2.4-2.8bar | Multitech | B12 | 12 | 2025-12-23 | 2026-12-23 | p.switch | AMB | Safety | PRESSURE | 72.9
C749 | TLW 27 | - | 3-5bar | Multitech | B12 | 12 | 2025-12-23 | 2026-12-23 | p.gauge | AMB | Safety | PRESSURE | 72.9
C749 | TLW 28 | - | 3-5bar | Multitech | B12 | 12 | 2025-12-23 | 2026-12-23 | p.gauge | AMB | Safety | PRESSURE | 72.9
C749 | N 48 | - | 4-6bar | Multitech | B12 | 12 | 2025-12-23 | 2026-12-23 | p.gauge | AMB | Safety | PRESSURE | 72.9
C831 | G15 | DA19040111 | 0-20ton | Multitech | B13 | 12 | 2025-07-07 | 2026-07-07 | load cell | AMB | Safety | LOAD CELL | 466.56
C831 | BFL 03 | D2401002 | 0-490N | Multitech | B13 | 12 | 2025-08-18 | 2026-08-18 | load cell | AMB | Safety | LOAD CELL | 466.56
C831 | BFL 03 | D2101002 | 0-98N | Multitech | B13 | 12 | 2025-08-18 | 2026-08-18 | load cell | AMB | Safety | LOAD CELL | 466.56
C874 | G16 | D2203001 | 0-20ton | Multitech | B14 | 12 | 2025-08-18 | 2026-08-18 | load cell | AMB | Safety | LOAD CELL | 466.56
C874 | MPC 10 | D2202011 | 0-2 Tan | Multitech | B14 | 12 | 2026-05-05 | 2027-05-05 | load cell | AMB | Safety | LOAD CELL | 466.56
C874 | BFL 04 | D2003060 | 0~490 N | Multitech | B14 | 12 | 2026-05-05 | 2027-05-05 | load cell | AMB | Safety | LOAD CELL | 466.56
C874 | BFL 04 | D2404001 | 0~98 N | Multitech | B14 | 12 | 2025-09-02 | 2026-09-02 | load cell | AMB | Test Lab | LOAD CELL | 466.56
C892 | G17 | D2203005 | 0-20ton | Multitech | B15 | 12 | 2025-07-31 | 2026-07-31 | load cell | AMB | Safety | LOAD CELL | 466.56
C892 | BFL 05 | D2203030 | 0~490 N | Multitech | B15 | 12 | 2025-07-07 | 2026-07-07 | load cell | AMB | Safety | LOAD CELL | 466.56
C892 | BFL 05 | D2108064 | 0~98 N | Multitech | B15 | 12 | 2025-07-07 | 2026-07-07 | load cell | AMB | Safety | LOAD CELL | 466.56
C892 | MPC 11 | D2205055 | 8000-10000 N | Multitech | B15 | 12 | 2025-07-07 | 2026-07-07 | load cell | AMB | Safety | LOAD CELL | 466.56
C293 | MPC 03 | D1108151 | 2 ton | Multitech | B2 | 12 | 2026-01-21 | 2027-01-21 | load cell | AMB | Safety | LOAD CELL | 466.56
C293 | BFT 03 | CW 9108 | 0-10bar | Multitech | B2 | 12 | 2026-01-21 | 2027-01-21 | p.switch | AMB | Safety | PRESSURE | 72.9
C293 | BFT 03 | CW 9109 | 0-10bar | Multitech | B2 | 12 | 2026-01-21 | 2027-01-21 | p.switch | AMB | Safety | PRESSURE | 72.9
C293 | BFT 03 | CW 9110 | 0-10bar | Multitech | B2 | 12 | 2026-01-21 | 2027-01-21 | p.switch | AMB | Safety | PRESSURE | 72.9
C293 | BFT 03 | CW 9111 | 0-10bar | Multitech | B2 | 12 | 2026-01-21 | 2027-01-21 | p.switch | AMB | Safety | PRESSURE | 72.9
C293 | BFT 03 | CW 9112 | 0-10bar | Multitech | B2 | 12 | 2026-01-21 | 2027-01-21 | p.switch | AMB | Safety | PRESSURE | 72.9
C293 | BFT 03 | CW 9113 | 0-10bar | Multitech | B2 | 12 | 2026-01-21 | 2027-01-21 | p.switch | AMB | Safety | PRESSURE | 72.9
C293 | TLW 18 | B94954 | 0-10bar | Multitech | B2 | 12 | 2026-01-22 | 2027-01-22 | p.gauge | AMB | Safety | PRESSURE | 72.9
C294 | MPC 04 | D 1108141 | 2 ton | Multitech | B3 | 12 | 2026-01-21 | 2027-01-21 | load cell | AMB | Safety | LOAD CELL | 466.56
C294 | N 16 | CL 6466 | 0-160psi | Multitech | B3 | 12 | 2026-01-21 | 2027-01-21 | p.gauge | AMB | Safety | PRESSURE | 72.9
C810 | G 14 | DA19041502 | 0-20ton | Multitech | B3 | 12 | 2026-01-21 | 2027-01-21 | load cell | AMB | Safety | LOAD CELL | 466.56
C810 | BFL 02 | D2002027 | 0-50kgf | Multitech | B3 | 12 | 2026-01-21 | 2027-01-21 | load cell | AMB | Safety | LOAD CELL | 466.56
C810 | BFL 02 | D1911086 | 0-10kgf | Multitech | B3 | 12 | 2026-01-21 | 2027-01-21 | load cell | AMB | Safety | LOAD CELL | 466.56
C291 | G 07 | D0906050/B 55036 | 20 ton | Multitech | B6& B7 | 12 | 2025-12-22 | 2026-12-22 | load cell | AMB | Safety | LOAD CELL | 466.56
C291 | G 08 | D0811027/B 55035 | 20 ton | Multitech | B6& B7 | 12 | 2025-12-22 | 2026-12-22 | load cell | AMB | Safety | LOAD CELL | 466.56
C291 | BFT 05 | CW 9089 | 0-10bar | Multitech | B6& B7 | 12 | 2025-12-22 | 2026-12-22 | p.switch | AMB | Safety | PRESSURE | 72.9
C291 | BFT 05 | CW 9090 | 0-10bar | Multitech | B6& B7 | 12 | 2025-12-22 | 2026-12-22 | p.switch | AMB | Safety | PRESSURE | 72.9
C291 | BFT 05 | CW 9091 | 0-10bar | Multitech | B6& B7 | 12 | 2025-12-22 | 2026-12-22 | p.switch | AMB | Safety | PRESSURE | 72.9
C291 | BFT 05 | CW 9092 | 0-10bar | Multitech | B6& B7 | 12 | 2025-12-22 | 2026-12-22 | p.switch | AMB | Safety | PRESSURE | 72.9
C291 | BFT 05 | CW 9093 | 0-10bar | Multitech | B6& B7 | 12 | 2025-12-22 | 2026-12-22 | p.switch | AMB | SRS | PRESSURE | 72.9
C291 | BFT 05 | CW 9094 | 0-10bar | Multitech | B6& B7 | 12 | 2025-12-22 | 2026-12-22 | p.switch | AMB | SRS | PRESSURE | 72.9
C291 | BFT 06 | CW 9095 | 0-10bar | Multitech | B6& B7 | 12 | 2025-12-22 | 2026-12-22 | p.switch | AMB | SRS | PRESSURE | 72.9
C291 | BFT 06 | CW 9096 | 0-10bar | Multitech | B6& B7 | 12 | 2025-12-22 | 2026-12-22 | p.switch | AMB | SRS | PRESSURE | 72.9
C291 | BFT 06 | CW 9097 | 0-10bar | Multitech | B6& B7 | 12 | 2025-12-22 | 2026-12-22 | p.switch | AMB | SRS | PRESSURE | 72.9
C291 | BFT 06 | CW 9098 | 0-10bar | Multitech | B6& B7 | 12 | 2025-12-22 | 2026-12-22 | p.switch | AMB | SRS | PRESSURE | 72.9
C291 | BFT 06 | CW 9099 | 0-10bar | Multitech | B6& B7 | 12 | 2025-12-22 | 2026-12-22 | p.switch | AMB | SRS | PRESSURE | 72.9
C291 | BFT 06 | CW 9100 | 0-10bar | Multitech | B6& B7 | 12 | 2025-12-22 | 2026-12-22 | p.switch | AMB | SRS | PRESSURE | 72.9
C299 | TLW 06 | CU 1006 | 0-10bar | Multitech | B8 | 12 | 2026-04-08 | 2027-04-08 | p.gauge | AMB | SRS | PRESSURE | 72.9
C377 | MPC 05 | D 1108140 | 2 ton | Multitech | B8 | 12 | 2026-04-08 | 2027-04-08 | load cell | AMB | SRS | LOAD CELL | 466.56
C377 | G 10 | D 1201006 (611707) | 20 ton | Multitech | B8 | 12 | 2026-04-08 | 2027-04-08 | load cell | AMB | SRS | LOAD CELL | 466.56
C377 | BFT 04 | CW 7558 | 0-10bar | Multitech | B8 | 12 | 2026-04-08 | 2027-04-08 | p.switch | AMB | SRS | PRESSURE | 72.9
C377 | BFT 04 | CW 7559 | 0-10bar | Multitech | B8 | 12 | 2026-04-08 | 2027-04-08 | p.switch | AMB | SRS | PRESSURE | 72.9
C377 | BFT 04 | CW 9083 | 0-10bar | Multitech | B8 | 12 | 2026-04-08 | 2027-04-08 | p.switch | AMB | SRS | PRESSURE | 72.9
C377 | BFT 04 | CW 9084 | 0-10bar | Multitech | B8 | 12 | 2026-04-08 | 2027-04-08 | p.switch | AMB | SRS | PRESSURE | 72.9
C377 | BFT 04 | CW 9085 | 0-10bar | Multitech | B8 | 12 | 2026-04-08 | 2027-04-08 | p.switch | AMB | SRS | PRESSURE | 72.9
C377 | BFT 04 | CW 9086 | 0-10bar | Multitech | B8 | 12 | 2026-04-08 | 2027-04-08 | p.switch | AMB | SRS | PRESSURE | 72.9
C377 | N 47 | - | 0-1MPa | Multitech | B8 | 12 | 2025-12-23 | 2026-12-23 | p.gauge | AMB | SRS | PRESSURE | 72.9
C302 | N 24 | CP 1082 | 0-1MPa | Multitech | B9 | 12 | 2026-01-21 | 2027-01-21 | p.gauge | AMB | SRS | PRESSURE | 72.9
C377 | TLW 19 | B93799 | 0-10bar | Multitech | B9 | 12 | 2026-01-21 | 2027-01-21 | p.gauge | AMB | SRS | PRESSURE | 72.9
C417 | G 06 | D 0906040 (611621) | 20 ton | Multitech | B9 | 12 | 2026-01-21 | 2027-01-21 | load cell | AMB | SRS | LOAD CELL | 466.56
C417 | MPC 06 | D 1108145 | 2 ton | Multitech | B9 | 12 | 2026-01-21 | 2027-01-21 | load cell | AMB | SRS | LOAD CELL | 466.56
C417 | BFT 08 | CW 7551 | 0-10bar | Multitech | B9 | 12 | 2026-01-21 | 2027-01-21 | p.switch | AMB | SRS | PRESSURE | 72.9
C417 | BFT 08 | CW 7552 | 0-10bar | Multitech | B9 | 12 | 2026-01-21 | 2027-01-21 | p.switch | AMB | SRS | PRESSURE | 72.9
C417 | BFT 08 | CW 7553 | 0-10bar | Multitech | B9 | 12 | 2026-01-21 | 2027-01-21 | p.switch | AMB | Test Lab | PRESSURE | 72.9
C417 | BFT 08 | CW 7554 | 0-10bar | Multitech | B9 | 12 | 2026-01-21 | 2027-01-21 | p.switch | AMB | Test Lab | PRESSURE | 72.9
C417 | BFT 08 | CW 7555 | 0-10bar | Multitech | B9 | 12 | 2026-01-21 | 2027-01-21 | p.switch | AMB | Test Lab | PRESSURE | 72.9
C417 | BFT 08 | CW 7556 | 0-10bar | Multitech | B9 | 12 | 2026-01-21 | 2027-01-21 | p.switch | AMB | Test Lab | PRESSURE | 72.9
C793 | Band-It Ring Clamping | - | 1-10bar | Multitech | CAB 02 | 12 | 2025-07-08 | 2026-07-08 | p.switch | AMA | Test Lab | PRESSURE | 72.9
C834 | Band-It Ring Clamping | - | 1-10bar | Multitech | CAB 3 (104D) | 12 | 2025-07-08 | 2026-07-08 | p.switch | AMA | Test Lab | PRESSURE | 72.9
C800 | Cover Assy | - | 1-10bar | Multitech | DAB 10 (D55L) | 12 | 2025-10-31 | 2026-10-31 | p.switch | AMA | Test Lab | PRESSURE | 72.9
C835 | Cover Assy | 0ERZ-51DFD | 1-10bar | Multitech | DAB 11 (D51A) | 12 | 2025-07-08 | 2026-07-08 | p.switch | AMA | SRS | PRESSURE | 72.9
C789 | Cover Assy | - | 1-10bar | Multitech | DAB 9 | 12 | 2025-07-08 | 2026-07-08 | p.switch | AMA | SRS | PRESSURE | 72.9
C713 | Damper Crimping | 57912961 | 0-25bar | Multitech | DAB Line 6 | 12 | 2025-07-07 | 2026-07-07 | p.switch | AMA | Safety | PRESSURE | 72.9
C785 | Horn Spring Assy | - | 1-10bar | Multitech | DAB Line 6 | 12 | 2025-07-07 | 2026-07-07 | p.switch | AMA | Safety | PRESSURE | 72.9
C785 | Cover Assy | - | 1-10bar | Multitech | DAB Line 6 | 12 | 2025-07-07 | 2026-07-07 | p.switch | AMA | Safety | PRESSURE | 72.9
C786 | Horn Spring | - | 1-10bar | Multitech | DAB Line 8 | 12 | 2025-09-02 | 2026-09-02 | p.switch | AMA | SRS | PRESSURE | 72.9
C786 | Emblem Assy (Cover Assy) | - | 1-10bar | Multitech | DAB Line 8 | 12 | 2025-09-02 | 2026-09-02 | p.switch | AMA | SRS | PRESSURE | 72.9
C786 | Emblem Assy | - | 1-10bar | Multitech | Spare | 12 | 2026-05-05 | 2027-05-05 | p.switch | AMA | SRS | PRESSURE | 72.9
C571 | Sewing (A) | - | 0~1Mpa | Multitech | Leather | 12 | 2025-08-19 | 2026-08-19 | p.gauge | AMA | SRS | PRESSURE | 72.9
C571 | Sewing (B) | - | 0~1Mpa | Multitech | Leather | 12 | 2025-08-19 | 2026-08-19 | p.gauge | AMA | SRS | PRESSURE | 72.9
C571 | Sewing (C) | - | 0~1Mpa | Multitech | Leather | 12 | 2025-08-19 | 2026-08-19 | p.gauge | AMA | SRS | PRESSURE | 72.9
C571 | Sewing (D) | - | 0~1Mpa | Multitech | Leather | 12 | 2025-08-19 | 2026-08-19 | p.gauge | AMA | SRS | PRESSURE | 72.9
C801 | Cover Assy | - | 1-10bar | Multitech | PAB 8 (D55L) | 12 | 2025-10-31 | 2026-10-31 | p.switch | AMA | Safety | PRESSURE | 72.9
C836 | Cover Assy | - | 1-10bar | Multitech | PAB 9 (D74A) | 12 | 2025-07-08 | 2026-07-08 | p.switch | AMA | Safety | PRESSURE | 72.9
C575 | Cover Assy | B28645 | 0~10 bar | Multitech | PAB Flexi Line 5 | 12 | 2025-09-02 | 2026-09-02 | p.switch | AMA | Safety | PRESSURE | 72.9
C303 | TLW 04 (pillar loop) | CN 9387 | 0-1MPa | Multitech | Pillar Loop | 12 | 2026-04-08 | 2027-04-08 | p.gauge | AMB | Safety | PRESSURE | 72.9
C303 | TLW 21 | - | 0-1MPa | Multitech | Pillar Loop | 12 | 2026-04-08 | 2027-04-08 | p.gauge | AMB | Safety | PRESSURE | 72.9
C576 | Colour Tank | 90238002 | 0~0.6Mpa | Multitech | PU Line 2 | 12 | 2025-08-19 | 2026-08-19 | p.gauge | AMA | Safety | PRESSURE | 72.9
C576 | Colour Tank | 90238001 | 0~0.6Mpa | Multitech | PU Line 2 | 12 | 2025-08-19 | 2026-08-19 | p.gauge | AMA | Safety | PRESSURE | 72.9
C576 | Colour Tank | 81523002 | 0~0.6Mpa | Multitech | PU Line 2 | 12 | 2025-08-19 | 2026-08-19 | p.gauge | AMA | Safety | PRESSURE | 72.9
C576 | Max Air Inlet | 95691003 | 0~1Mpa | Multitech | PU Line 2 | 12 | 2025-08-19 | 2026-08-19 | p.gauge | AMA | Safety | PRESSURE | 72.9
C576 | Poly Tank | 90238004 | 0~0.6Mpa | Multitech | PU Line 2 | 12 | 2025-08-19 | 2026-08-19 | p.gauge | AMA | Safety | PRESSURE | 72.9
C576 | Poly Tank | 99383001 | 0~0.6Mpa | Multitech | PU Line 2 | 12 | 2025-08-19 | 2026-08-19 | p.gauge | AMA | Safety | PRESSURE | 72.9
C576 | Poly Tank | 99383004 | 0~0.6Mpa | Multitech | PU Line 2 | 12 | 2025-08-19 | 2026-08-19 | p.gauge | AMA | Safety | PRESSURE | 72.9
C576 | Poly Tank | 90238003 | 0~0.6Mpa | Multitech | PU Line 2 | 12 | 2025-08-19 | 2026-08-19 | p.gauge | AMA | SRS | PRESSURE | 72.9
C576 | Iso Tank | 99383003 | 0~0.6Mpa | Multitech | PU Line 2 | 12 | 2025-08-19 | 2026-08-19 | p.gauge | AMA | SRS | PRESSURE | 72.9
C576 | Power Pack | - | 0~25Mpa | Multitech | PU Line 2 | 12 | 2025-08-19 | 2026-08-19 | p.gauge | AMA | SRS | PRESSURE | 72.9
C576 | Power Pack | - | 0~25Mpa | Multitech | PU Line 2 | 12 | 2025-08-19 | 2026-08-19 | p.gauge | AMA | SRS | PRESSURE | 72.9
C576 | Colour Tank | - | 0-10bar | Multitech | PU Line 2 | 12 | 2025-08-19 | 2026-08-19 | p.gauge | AMA | SRS | PRESSURE | 72.9
C837 | Vaccum & Double Pin Cleaning | OESZ-447C1 | 1-10bar | Multitech | SAB 2 (3MOA) | 12 | 2025-07-07 | 2026-07-07 | p.switch | AMA | SRS | PRESSURE | 72.9
C837 | Inflator & Deflector Harness Assy | OEUZ-52973 | 1-10bar | Multitech | SAB 2 (3MOA) | 12 | 2025-07-07 | 2026-07-07 | p.switch | AMA | SRS | PRESSURE | 72.9
C837 | Cushion Folding | OERZ-51F24 | 1-10bar | Multitech | SAB 2 (3MOA) | 12 | 2025-07-07 | 2026-07-07 | p.switch | AMA | SRS | PRESSURE | 72.9
C837 | Cover Assy | OFCZ-4983E | 1-10bar | Multitech | SAB 2 (3MOA) | 12 | 2025-07-07 | 2026-07-07 | p.switch | AMA | SRS | PRESSURE | 72.9
C837 | Inflator & Deflector Harness Assy | G36-10-01 | 0.1-1.0MPa | Multitech | SAB 2 (3MOA) | 12 | 2025-07-07 | 2026-07-07 | p.gauge | AMA | SRS | PRESSURE | 72.9
C838 | Inflator & Deflector Harness Assy | 1JKZ-42C97 | 1-10bar | Multitech | SAB 3 (3K6A) | 12 | 2025-07-07 | 2026-07-07 | p.switch | AMA | SRS | PRESSURE | 72.9
C838 | Inflator & Deflector Harness Assy | EGOZ-63200 | 1-10bar | Multitech | SAB 3 (3K6A) | 12 | 2025-07-07 | 2026-07-07 | p.switch | AMA | SRS | PRESSURE | 72.9
C838 | Cushion Folding | OESZ-445AD | 1-10bar | Multitech | SAB 3 (3K6A) | 12 | 2025-07-07 | 2026-07-07 | p.switch | AMA | Safety | PRESSURE | 72.9
C838 | Cover Assy | 1H5Z-4149E | 1-10bar | Multitech | SAB 3 (3K6A) | 12 | 2025-07-07 | 2026-07-07 | p.switch | AMA | Safety | PRESSURE | 72.9
C583 | Buckle Load Durability | HAH 1350 | 0~1 Mpa | Multitech | Test Lab (TL 20) | 12 | 2025-10-31 | 2026-10-31 | p.gauge | AMB | Safety | PRESSURE | 72.9
C583 | Rapid Durability Test Machine | HAD 1797 | 0~1 Mpa | Multitech | Test Lab (TL 25) | 12 | 2025-10-31 | 2026-10-31 | p.gauge | AMB | Safety | PRESSURE | 72.9
C583 | Bending & Torsional Fatique Test Machine No. 1 | HAD 1787 | 0~1 Mpa | Multitech | Test Lab (TL 35) | 12 | 2025-10-31 | 2026-10-31 | p.gauge | AMA | Safety | PRESSURE | 72.9
C583 | Bending & Torsional Fatique Test Machine No. 2 | HAD 1788 | 0~1 Mpa | Multitech | Test Lab (TL 35) | 12 | 2025-10-31 | 2026-10-31 | p.switch | AMA | Safety | PRESSURE | 72.9
C583 | Bending & Torsional Fatique Test Machine No. 3 | HAD 1791 | 0~1 Mpa | Multitech | Test Lab (TL 35) | 12 | 2025-10-31 | 2026-10-31 | p.switch | AMA | Safety | PRESSURE | 72.9
C583 | Load Durability Test | HAD 1800 | 0~10 Bar | Multitech | Test Lab (TL 61) | 12 | 2025-10-31 | 2026-10-31 | p.gauge | AMA | Safety | PRESSURE | 72.9
C583 | Load Durability Test | HAD 1799 | 0~10 Bar | Multitech | Test Lab (TL 61) | 12 | 2025-10-31 | 2026-10-31 | p.gauge | AMA | Safety | PRESSURE | 72.9
C210 | TL 12 (Dust) | CI 1393 | 0-12kg/cm | Multitech | Test Lab (TL12) | 24 | 2024-08-21 | 2026-08-21 | p.gauge | AMB | Safety | PRESSURE | 72.9
C208 | TL 18 (P.Gauge at Salt Spray) | CF 7167 | 0 - 12kg/cm | Multitech | Test Lab (TL18) | 24 | 2024-08-21 | 2026-08-21 | p.gauge | AMB | Safety | PRESSURE | 72.9
C442 | G-Lock (Lab acceleration sled) | HAD 1802 | 0~1 Mpa | Multitech | Test Lab (TL66) | 12 | 2025-10-31 | 2026-10-31 | p.switch | AMB | Safety | PRESSURE | 72.9
C892 | TLW 44 | D2010015 | 0~20 N | Multitech | B15 | 12 | 2025-08-18 | 2026-08-18 | load cell | AMB | Safety | LOAD CELL | 466.56
C892 | TLW 44 | D2010016 | 0~20 N | Multitech | B15 | 12 | 2025-08-18 | 2026-08-18 | load cell | AMB | Safety | LOAD CELL | 466.56
C968 | Band-It Ring Clamping | ISE30A-01-N | 0~1 Mpa | Multitech | CAB Line 4 | 12 | 2025-09-02 | 2026-09-02 | p.switch | AMA | SRS | PRESSURE | 72.9
C969 | Band-It Ring Clamping | ISE30A-01-N | 0~1 Mpa | Multitech | CAB Line 5 | 12 | 2025-09-02 | 2026-09-02 | p.switch | AMA | SRS | PRESSURE | 72.9
C970 | Inflator & Deflector Harness Assy | 1JPZ-440FF | 1-10bar | Multitech | SAB Line 4 | 12 | 2025-08-18 | 2026-08-18 | p.gauge | AMA | SRS | PRESSURE | 72.9
C970 | Inflator & Deflector Harness Assy | HK6K (DP-101) | 1-10bar | Multitech | SAB Line 4 | 12 | 2025-08-18 | 2026-08-18 | p.gauge | AMA | SRS | PRESSURE | 72.9
C970 | Inflator & Deflector Harness Assy | D2201017 | 0 - 196.1N | Multitech | SAB Line 4 | 12 | 2025-08-18 | 2026-08-18 | load cell | AMA | SRS | LOAD CELL | 466.56
C789 | Horn Test | D1902001 | 10kgf | Multitech | DAB 9 | 12 | 2025-08-18 | 2026-08-18 | load cell | AMA | SRS | LOAD CELL | 466.56
C835 | Horn Test | D1604118 | 20kgf | Multitech | DAB 11 (D51A) | 12 | 2025-10-21 | 2026-10-21 | load cell | AMA | SRS | LOAD CELL | 466.56
C979 | R18 | D2302002 | 20 ton | Multitech | A15 | 12 | 2025-12-02 | 2026-12-02 | load cell | AMB | Safety | LOAD CELL | 466.56
C979 | WP 15 | - | 1MPa | Multitech | A15 | 12 | 2025-12-02 | 2026-12-02 | p.switch | AMB | Safety | PRESSURE | 72.9
C979 | L24 | - | 1MPa | Multitech | A15 | 12 | 2025-12-02 | 2026-12-02 | p.switch | AMB | Safety | PRESSURE | 72.9
C980 | G18 | D2302003 | 20 ton | Multitech | B16 | 12 | 2025-12-02 | 2026-12-02 | load cell | AMB | Safety | LOAD CELL | 466.56
C980 | MPC 12 | D2303025 | 10000N | Multitech | B16 | 12 | 2025-12-02 | 2026-12-02 | load cell | AMB | Safety | LOAD CELL | 466.56
C980 | BFL 06 | D2302020 | 490N | Multitech | B16 | 12 | 2025-12-02 | 2026-12-02 | load cell | AMB | Safety | LOAD CELL | 466.56
C980 | BFL 06 | D2301010 | 98N | Multitech | B16 | 12 | 2025-12-02 | 2026-12-02 | load cell | AMB | Safety | LOAD CELL | 466.56